## NPV Summary
Net Present Value Summary For Optimzed Master Project, by Project Step
Scenario Assumptions
|  |  | Net Present Value (NPV) |  | Cost Escalation Rate |  |  | Financing |  |  | LRP Incentive |  |  | Avoided MWD Cost |  | Pumping Cost
| Year of Cost Projection | Project Starting Year | NPV Year | Discount Rate | Capital | O&M | Pumping | % of Capital Financed | Term (Years) | Borrowing Rate | Incentive Qualifying | Incentive ($/Acre-Ft) | Payment Option (Years) | MWD Tier 1 Water Rate | Long Term Rate Increase | Applicable ? | Pumping Cost ($/acre-ft) | Max GW Available (acre-ft/year) | Pumping Start Year
| 2019 | 2019 | 2019 | 4% | 2.2% | 3% | 4% | 65% | 30 | 5% | Yes | 475 | 15 | Treated | 3.6% | Yes | 73 | 9000 | 2018
| Net Present Value Summary Table | [8 empty] | Cell Color-Coding
| Step |  | 2019 NPV Benefit ($Million) |  |  | IRR | Payback Year |  |  |  | User Input
| Base Only |  | 683.5924 |  |  | 0% | 2019 |  |  |  | User Input Dropdown Window
| DWM Only |  | 683.5924 |  |  | 0% | 2019 |  |  |  | Spreadsheet Calculations
| Thru Step 0 Only |  | 683.5924 |  |  | 0% | 2019 |  |  |  | Analysis Script Output |  |  | See water use summary, area summary and scenario sheets.
| Thru Step 1 Only |  | 683.5924 |  |  | 0% | 2019
| Thru Step 2 Only |  | 683.5924 |  |  | 0% | 2019 |  |  | Worksheets
| Thru Step 3 Only |  | 683.5924 |  |  | 0% | 2019 |  |  | NPV, Water Use and Area Summary |  |  |  | Analysis summary results.
| Thru Step 4 Only |  | 683.5924 |  |  | 0% | 2019 |  |  | No Change, DWM, Step0… |  |  |  | Year-by-year cost and water use breakdowns by scenario. Sheet name indicates MP stop point for scenario.
| Full Master Project |  | 683.5924 |  |  | 0% | 2019 |  |  | Rates |  |  |  | Projected MWD water rates (provided by LADWP). Must be changed in 'MP NPV TEMPLATE' workbook prior to script analysis (if necessary).
[10 empty] | Script Input |  |  |  | DCM mapping and cost tables needed for external analysis script. Must be changed in 'MP NPV TEMPLATE' workbook prior to script analysis (if necessary).
[10 empty] | MP Schedule |  |  |  | Data read from MP input workbook. Must be changed in MP Workbook (if necessary).
[10 empty] | MP Water |  |  |  | Data read from MP input workbook. Must be changed in MP Workbook (if necessary).

## Water Use Summary
Total Water Demand for each Step, by SIP DCM and MP Habitat, in acre-feet per year.
SIP DCM | Base Only (a-f/y) | DWM Only (a-f/y) | Thru Step0 (a-f/y) | Thru Step1 (a-f/y) | Thru Step2 (a-f/y) | Thru Step3 (a-f/y) | Thru Step 4 (a-f/y) | Full Master Project (a-f/y) | Master Project Habitat | Base Only (a-f/y) | DWM Only (a-f/y) | Thru Step0 (a-f/y) | Thru Step1 (a-f/y) | Thru Step2 (a-f/y) | Thru Step3 (a-f/y) | Thru Step 4 (a-f/y) | Full Master Project (a-f/y)
Traditional Shallow Flood | [8 empty] | Breeding Waterfowl & Meadow
Sprinkler Shallow Flood | [8 empty] | Brine
Managed Vegetation Farm | [8 empty] | BWF
Managed Vegetation Phase 7a, 9 and 10 | [8 empty] | DWM_Dec
Gravel | [8 empty] | DWM_Dust Control
Brine with BACM Backup | [8 empty] | DWM_Jan
Tillage with BACM Backup | [8 empty] | DWM_Oct
Channel Areas Reduced MDCE BACM | [8 empty] | DWM_Plovers
Sand Fences | [8 empty] | DWM_Spring_only
None | [8 empty] | ENV
Habitat DCM | [8 empty] | Gravel
Total | [8 empty] | Meadow
MSB
MSB and SNPL
MSB and SNPL_gravel
MSB and SNPL_gravel_MWF
MWF
MWF and MSB
MWF and SNPL
MWF and SNPL_with gravel
None
Sand Fences
SFL
SFLS
SFP
SNPL_realistic
SNPL_with gravel
Tillage
Till-Brine
Veg 08
Veg 11
Total

## Area Summary
Total Area under SIP DCM and MP Habitat, in acres.
SIP DCM | Base (acres) | DWM (acres) | Thru Step 0 (acres) | Thru Step 1 (acres) | Thru Step 2 (acres) | Thru Step 3 (acres) | Thru Step 4 (acres) | Full Master Project (acres) | Master Project Habitat | Base (acres) | DWM (acres) | Thru Step 0 (acres) | Thru Step 1 (acres) | Thru Step 2 (acres) | Thru Step 3 (acres) | Thru Step 4 (acres) | Full Master Project (acres)
Traditional Shallow Flood | [8 empty] | Breeding Waterfowl & Meadow
Sprinkler Shallow Flood | [8 empty] | Brine
Managed Vegetation Farm | [8 empty] | BWF
Managed Vegetation Phase 7a, 9 and 10 | [8 empty] | DWM_Dec
Gravel | [8 empty] | DWM_Dust Control
Brine with BACM Backup | [8 empty] | DWM_Jan
Tillage with BACM Backup | [8 empty] | DWM_Oct
Channel Areas Reduced MDCE BACM | [8 empty] | DWM_Plovers
#REF! | [8 empty] | DWM_Spring_only
Sand Fences | [8 empty] | ENV
None | [8 empty] | Gravel
Habitat DCM | [8 empty] | Meadow
Total | [8 empty] | MSB
MSB and SNPL
MSB and SNPL_gravel
MSB and SNPL_gravel_MWF
MWF
MWF and MSB
MWF and SNPL
MWF and SNPL_with gravel
None
Sand Fences
SFL
SFLS
SFP
SNPL_realistic
SNPL_with gravel
Tillage
Till-Brine
Veg 08
Veg 11
Total

## Full Project
Projected Costs and Revenues for Complete Master Project
Scenario Assumptions
|  |  | Net Present Value (NPV) |  | Cost Escalation Rate |  |  | Financing |  |  | LRP Incentive |  |  | Avoided MWD Cost |  | Pumping Cost
| Year of Cost Projection | Project Starting Year | NPV Year | Discount Rate | Capital | O&M | Pumping | % of Capital Financed | Term (Years) | Borrowing Rate | Incentive Qualifying | Incentive ($/Acre-Ft) | Payment Option (Years) | MWD Tier 1 Water Rate | Long Term Rate Increase | Applicable ? | Pumping Cost ($/acre-ft) | Max GW Available (acre-ft/year) | Pumping Start Year
| 2019 | 2019 | 2019 | 0.04 | 0.022 | 0.03 | 0.04 | 0.65 | 30 | 0.05 | Yes | 475 | 15 | Treated | 0.036 | Yes | 73 | 9000 | 2018
CHANGE THESE VALUES ONLY ON 'NPV SUMMARY' SHEET
ONLY CHANGE WATER RATES IN 'Rates' SHEET. CHANGES WILL BE REFLECTED HERE.
Base
|  | Projected Annual Cost 2019 Dollar Year ($Million) |  |  | Projected Annual Cost Escalated Values ($Million) |  |  | Projected Annual Cost with Financing ($Million; NPV=$8.971) | [9 empty] | Avoided MWD Purchase ($Million; NPV=$692.563) | [5 empty] | LADWP Rate of Return |  | Rate Used in Analysis |  | MWD Water Rates |  |  |  | Financing Costs used in Analysis |  | Financing Costs (Note- only correct column is one with Cell J5 Borrowing Term) | [9 empty] | LRP Incentive used in Analysis |  | LRP Subsidy
No. | FYE | Capital | O&M | Pumping | Escalated Capital | Escalated O&M | Escalated Pumping | CASH Capital | CASH O&M | CASH Pumping | Financed Capital | Annual Payment | Financing Costs | Annual LRP Subsidy | Total LRP Subsidy | Total Cost | Cumulative Cost ($Million) | Water Demand (Acre-Ft) | Pumped Water (Acre-Ft) | 1Avoided Purchase (Acre-Ft) | MWD Water Rate ($/Acre-Ft) | Avoided Cost ($Million) | Cumulative Cost ($Million) | Net Cash Flow | Payback Year | Year | Tier 1 Treated ($/Acre-Ft) | Year | Rate Increase Projection | Tier 1 - Treated ($/Acre-Ft) | Tier 1 - Untreated ($/Acre-Ft) | Year | 30 Year Borrowing Term | Year | 5 Year Borrowing Term | 10 Year Borrowing Term | 15 Year Borrowing Term | 18 Year Borrowing Term | 20 Year Borrowing Term | 25 Year Borrowing Term | 30 Year Borrowing Term | 35 Year Borrowing Term | 40 Year Borrowing Term | Year | 15 Year Term | Year | 15 Year Term | 25 Year Term
0
1 | 2019 | 0 | 0 | 0.657 | 0 | 0 | 0.657 | 0 | 0 | 0.657 | 0 | 0 | 0 | 4.275 | 0 | 0.657 | 0.657 | 0 | 9000 | 9000 | 1053 | 9.477 | 9.477 | 8.82 | 2019 | 2007 | 478 | 2007 | - | 478 | 331 | 2019 | 0 | 2019 | 0 | 0 | 0 | 0 | 0 | 0 | 0 | 0 | 0 | 2019 | 0 | 2019 | 0 | 0
2 | 2020 | 0 | 0 | 0.657 | 0 | 0 | 0.68328 | 0 | 0 | 0.68328 | 0 | 0 | 0 | 0 | 4.275 | -3.5917 | -2.9347 | 0 | 9000 | 9000 | 1092 | 9.828 | 19.305 | 13.4197 | 0 | 2008 | 508 | 2008 | - | 508 | 351 | 2020 | 0 | 2020 | 0 | 0 | 0 | 0 | 0 | 0 | 0 | 0 | 0 | 2020 | 4.275 | 2020 | 4.275 | 4.275
3 | 2021 | 0 | 0 | 0.657 | 0 | 0 | 0.71061 | 0 | 0 | 0.71061 | 0 | 0 | 0 | 0 | 4.275 | -3.5644 | -6.4991 | 0 | 9000 | 9000 | 1123 | 10.107 | 29.412 | 13.6714 | 0 | 2009 | 579 | 2009 | - | 579 | 412 | 2021 | 0 | 2021 | 0 | 0 | 0 | 0 | 0 | 0 | 0 | 0 | 0 | 2021 | 4.275 | 2021 | 4.275 | 4.275
4 | 2022 | 0 | 0 | 0.657 | 0 | 0 | 0.73904 | 0 | 0 | 0.73904 | 0 | 0 | 0 | 0 | 4.275 | -3.536 | -10.0351 | 0 | 9000 | 9000 | 1164 | 10.476 | 39.888 | 14.012 | 0 | 2010 | 701 | 2010 | - | 701 | 484 | 2022 | 0 | 2022 | 0 | 0 | 0 | 0 | 0 | 0 | 0 | 0 | 0 | 2022 | 4.275 | 2022 | 4.275 | 4.275
5 | 2023 | 0 | 0 | 0.657 | 0 | 0 | 0.7686 | 0 | 0 | 0.7686 | 0 | 0 | 0 | 0 | 4.275 | -3.5064 | -13.5415 | 0 | 9000 | 9000 | 1205 | 10.845 | 50.733 | 14.3514 | 0 | 2011 | 744 | 2011 | - | 744 | 527 | 2023 | 0 | 2023 | 0 | 0 | 0 | 0 | 0 | 0 | 0 | 0 | 0 | 2023 | 4.275 | 2023 | 4.275 | 4.275
6 | 2024 | 0 | 0 | 0.657 | 0 | 0 | 0.79934 | 0 | 0 | 0.79934 | 0 | 0 | 0 | 0 | 4.275 | -3.4757 | -17.0171 | 0 | 9000 | 9000 | 1249 | 11.241 | 61.974 | 14.7167 | 0 | 2012 | 794 | 2012 | - | 794 | 560 | 2024 | 0 | 2024 | 0 | 0 | 0 | 0 | 0 | 0 | 0 | 0 | 0 | 2024 | 4.275 | 2024 | 4.275 | 4.275
7 | 2025 | 0 | 0 | 0.657 | 0 | 0 | 0.83131 | 0 | 0 | 0.83131 | 0 | 0 | 0 | 0 | 4.275 | -3.4437 | -20.4608 | 0 | 9000 | 9000 | 1296 | 11.664 | 73.638 | 15.1077 | 0 | 2013 | 847 | 2013 | - | 847 | 593 | 2025 | 0 | 2025 | 0 | 0 | 0 | 0 | 0 | 0 | 0 | 0 | 0 | 2025 | 4.275 | 2025 | 4.275 | 4.275
8 | 2026 | 0 | 0 | 0.657 | 0 | 0 | 0.86457 | 0 | 0 | 0.86457 | 0 | 0 | 0 | 0 | 4.275 | -3.4104 | -23.8713 | 0 | 9000 | 9000 | 1344 | 12.096 | 85.734 | 15.5064 | 0 | 2014 | 890 | 2014 | - | 890 | 593 | 2026 | 0 | 2026 | 0 | 0 | 0 | 0 | 0 | 0 | 0 | 0 | 0 | 2026 | 4.275 | 2026 | 4.275 | 4.275
9 | 2027 | 0 | 0 | 0.657 | 0 | 0 | 0.89915 | 0 | 0 | 0.89915 | 0 | 0 | 0 | 0 | 4.275 | -3.3759 | -27.2471 | 0 | 9000 | 9000 | 1392.384 | 12.5315 | 98.2655 | 15.9073 | 0 | 2015 | 923 | 2015 | - | 923 | 582 | 2027 | 0 | 2027 | 0 | 0 | 0 | 0 | 0 | 0 | 0 | 0 | 0 | 2027 | 4.275 | 2027 | 4.275 | 4.275
10 | 2028 | 0 | 0 | 0.657 | 0 | 0 | 0.93512 | 0 | 0 | 0.93512 | 0 | 0 | 0 | 0 | 4.275 | -3.3399 | -30.587 | 0 | 9000 | 9000 | 1442.5098 | 12.9826 | 111.248 | 16.3225 | 0 | 2016 | 942 | 2016 | - | 942 | 594 | 2028 | 0 | 2028 | 0 | 0 | 0 | 0 | 0 | 0 | 0 | 0 | 0 | 2028 | 4.275 | 2028 | 4.275 | 4.275
11 | 2029 | 0 | 0 | 0.657 | 0 | 0 | 0.97252 | 0 | 0 | 0.97252 | 0 | 0 | 0 | 0 | 4.275 | -3.3025 | -33.8895 | 0 | 9000 | 9000 | 1494.4402 | 13.45 | 124.698 | 16.7524 | 0 | 2017 | 979 | 2017 | 0 | 979 | 666 | 2029 | 0 | 2029 | 0 | 0 | 0 | 0 | 0 | 0 | 0 | 0 | 0 | 2029 | 4.275 | 2029 | 4.275 | 4.275
12 | 2030 | 0 | 0 | 0.657 | 0 | 0 | 1.0114 | 0 | 0 | 1.0114 | 0 | 0 | 0 | 0 | 4.275 | -3.2636 | -37.153 | 0 | 9000 | 9000 | 1548.24 | 13.9342 | 138.6322 | 17.1977 | 0 | 2018 | 1015 | 2018 | 0 | 1015 | 695 | 2030 | 0 | 2030 | 0 | 0 | 0 | 0 | 0 | 0 | 0 | 0 | 0 | 2030 | 4.275 | 2030 | 4.275 | 4.275
13 | 2031 | 0 | 0 | 0.657 | 0 | 0 | 1.0519 | 0 | 0 | 1.0519 | 0 | 0 | 0 | 0 | 4.275 | -3.2231 | -40.3762 | 0 | 9000 | 9000 | 1603.9767 | 14.4358 | 153.068 | 17.6589 | 0 | 2019 | 1053 | 2019 | 0 | 1053 | 738 | 2031 | 0 | 2031 | 0 | 0 | 0 | 0 | 0 | 0 | 0 | 0 | 0 | 2031 | 4.275 | 2031 | 4.275 | 4.275
14 | 2032 | 0 | 0 | 0.657 | 0 | 0 | 1.094 | 0 | 0 | 1.094 | 0 | 0 | 0 | 0 | 4.275 | -3.181 | -43.5572 | 0 | 9000 | 9000 | 1661.7198 | 14.9555 | 168.0234 | 18.1365 | 0 | 2020 | 1092 | 2020 | 0 | 1092 | 783 | 2032 | 0 | 2032 | 0 | 0 | 0 | 0 | 0 | 0 | 0 | 0 | 0 | 2032 | 4.275 | 2032 | 4.275 | 4.275
15 | 2033 | 0 | 0 | 0.657 | 0 | 0 | 1.1377 | 0 | 0 | 1.1377 | 0 | 0 | 0 | 0 | 4.275 | -3.1373 | -46.6945 | 0 | 9000 | 9000 | 1721.5417 | 15.4939 | 183.5173 | 18.6312 | 0 | 2021 | 1123 | 2021 | 0 | 1123 | 835 | 2033 | 0 | 2033 | 0 | 0 | 0 | 0 | 0 | 0 | 0 | 0 | 0 | 2033 | 4.275 | 2033 | 4.275 | 4.275
16 | 2034 | 0 | 0 | 0.657 | 0 | 0 | 1.1832 | 0 | 0 | 1.1832 | 0 | 0 | 0 | 0 | 4.275 | -3.0918 | -49.7863 | 0 | 9000 | 9000 | 1783.5172 | 16.0517 | 199.569 | 19.1434 | 0 | 2022 | 1164 | 2022 | 0 | 1164 | 876 | 2034 | 0 | 2034 | 0 | 0 | 0 | 0 | 0 | 0 | 0 | 0 | 0 | 2034 | 4.275 | 2034 | 4.275 | 4.275
17 | 2035 | 0 | 0 | 0.657 | 0 | 0 | 1.2305 | 0 | 0 | 1.2305 | 0 | 0 | 0 | 0 | 0 | 1.2305 | -48.5557 | 0 | 9000 | 9000 | 1847.7239 | 16.6295 | 216.1985 | 15.399 | 0 | 2023 | 1205 | 2023 | 0 | 1205 | 917 | 2035 | 0 | 2035 | 0 | 0 | 0 | 0 | 0 | 0 | 0 | 0 | 0 | 2035 | 0 | 2035 | 0 | 4.275
18 | 2036 | 0 | 0 | 0.657 | 0 | 0 | 1.2798 | 0 | 0 | 1.2798 | 0 | 0 | 0 | 0 | 0 | 1.2798 | -47.276 | 0 | 9000 | 9000 | 1914.2419 | 17.2282 | 233.4267 | 15.9484 | 0 | 2024 | 1249 | 2024 | 0 | 1249 | 961 | 2036 | 0 | 2036 | 0 | 0 | 0 | 0 | 0 | 0 | 0 | 0 | 0 | 2036 | 0 | 2036 | 0 | 4.275
19 | 2037 | 0 | 0 | 0.657 | 0 | 0 | 1.331 | 0 | 0 | 1.331 | 0 | 0 | 0 | 0 | 0 | 1.331 | -45.945 | 0 | 9000 | 9000 | 1983.1546 | 17.8484 | 251.275 | 16.5174 | 0 | 2025 | 1296 | 2025 | 0 | 1296 | 1008 | 2037 | 0 | 2037 | 0 | 0 | 0 | 0 | 0 | 0 | 0 | 0 | 0 | 2037 | 0 | 2037 | 0 | 4.275
20 | 2038 | 0 | 0 | 0.657 | 0 | 0 | 1.3842 | 0 | 0 | 1.3842 | 0 | 0 | 0 | 0 | 0 | 1.3842 | -44.5608 | 0 | 9000 | 9000 | 2054.5482 | 18.4909 | 269.766 | 17.1067 | 0 | 2026 | 1344 | 2026 | 0 | 1344 | 1056 | 2038 | 0 | 2038 | 0 | 0 | 0 | 0 | 0 | 0 | 0 | 0 | 0 | 2038 | 0 | 2038 | 0 | 4.275
21 | 2039 | 0 | 0 | 0.657 | 0 | 0 | 1.4396 | 0 | 0 | 1.4396 | 0 | 0 | 0 | 0 | 0 | 1.4396 | -43.1212 | 0 | 9000 | 9000 | 2128.5119 | 19.1566 | 288.9226 | 17.717 | 0 | 2027 | 1392.384 | 2027 | 3.6% | 1392.384 | 1094.016 | 2039 | 0 | 2039 | 0 | 0 | 0 | 0 | 0 | 0 | 0 | 0 | 0 | 2039 | 0 | 2039 | 0 | 4.275
22 | 2040 | 0 | 0 | 0.657 | 0 | 0 | 1.4972 | 0 | 0 | 1.4972 | 0 | 0 | 0 | 0 | 0 | 1.4972 | -41.6241 | 0 | 9000 | 9000 | 2205.1384 | 19.8462 | 308.7688 | 18.3491 | 0 | 2028 | 1442.5098 | 2028 | 3.6% | 1442.5098 | 1133.4006 | 2040 | 0 | 2040 | 0 | 0 | 0 | 0 | 0 | 0 | 0 | 0 | 0 | 2040 | 0 | 2040 | 0 | 4.275
23 | 2041 | 0 | 0 | 0.657 | 0 | 0 | 1.557 | 0 | 0 | 1.557 | 0 | 0 | 0 | 0 | 0 | 1.557 | -40.067 | 0 | 9000 | 9000 | 2284.5233 | 20.5607 | 329.3295 | 19.0037 | 0 | 2029 | 1494.4402 | 2029 | 3.6% | 1494.4402 | 1174.203 | 2041 | 0 | 2041 | 0 | 0 | 0 | 0 | 0 | 0 | 0 | 0 | 0 | 2041 | 0 | 2041 | 0 | 4.275
24 | 2042 | 0 | 0 | 0.657 | 0 | 0 | 1.6193 | 0 | 0 | 1.6193 | 0 | 0 | 0 | 0 | 0 | 1.6193 | -38.4477 | 0 | 9000 | 9000 | 2366.7662 | 21.3009 | 350.6304 | 19.6816 | 0 | 2030 | 1548.24 | 2030 | 3.6% | 1548.24 | 1216.4743 | 2042 | 0 | 2042 | 0 | 0 | 0 | 0 | 0 | 0 | 0 | 0 | 0 | 2042 | 0 | 2042 | 0 | 4.275
25 | 2043 | 0 | 0 | 0.657 | 0 | 0 | 1.6841 | 0 | 0 | 1.6841 | 0 | 0 | 0 | 0 | 0 | 1.6841 | -36.7636 | 0 | 9000 | 9000 | 2451.9698 | 22.0677 | 372.6982 | 20.3836 | 0 | 2031 | 1603.9767 | 2031 | 3.6% | 1603.9767 | 1260.2674 | 2043 | 0 | 2043 | 0 | 0 | 0 | 0 | 0 | 0 | 0 | 0 | 0 | 2043 | 0 | 2043 | 0 | 4.275
26 | 2044 | 0 | 0 | 0.657 | 0 | 0 | 1.7515 | 0 | 0 | 1.7515 | 0 | 0 | 0 | 0 | 0 | 1.7515 | -35.0122 | 0 | 9000 | 9000 | 2540.2407 | 22.8622 | 395.5603 | 21.1107 | 0 | 2032 | 1661.7198 | 2032 | 3.6% | 1661.7198 | 1305.637 | 2044 | 0 | 2044 | 0 | 0 | 0 | 0 | 0 | 0 | 0 | 0 | 0 | 2044 | 0 | 2044 | 0 | 4.275
27 | 2045 | 0 | 0 | 0.657 | 0 | 0 | 1.8215 | 0 | 0 | 1.8215 | 0 | 0 | 0 | 0 | 0 | 1.8215 | -33.1907 | 0 | 9000 | 9000 | 2631.6893 | 23.6852 | 419.2455 | 21.8637 | 0 | 2033 | 1721.5417 | 2033 | 3.6% | 1721.5417 | 1352.6399 | 2045 | 0 | 2045 | 0 | 0 | 0 | 0 | 0 | 0 | 0 | 0 | 0 | 2045 | 0 | 2045 | 0 | 0
28 | 2046 | 0 | 0 | 0.657 | 0 | 0 | 1.8944 | 0 | 0 | 1.8944 | 0 | 0 | 0 | 0 | 0 | 1.8944 | -31.2963 | 0 | 9000 | 9000 | 2726.4302 | 24.5379 | 443.7834 | 22.6435 | 0 | 2034 | 1783.5172 | 2034 | 3.6% | 1783.5172 | 1401.335 | 2046 | 0 | 2046 | 0 | 0 | 0 | 0 | 0 | 0 | 0 | 0 | 0 | 2046 | 0 | 2046 | 0 | 0
29 | 2047 | 0 | 0 | 0.657 | 0 | 0 | 1.9701 | 0 | 0 | 1.9701 | 0 | 0 | 0 | 0 | 0 | 1.9701 | -29.3261 | 0 | 9000 | 9000 | 2824.5816 | 25.4212 | 469.2046 | 23.4511 | 0 | 2035 | 1847.7239 | 2035 | 3.6% | 1847.7239 | 1451.783 | 2047 | 0 | 2047 | 0 | 0 | 0 | 0 | 0 | 0 | 0 | 0 | 0 | 2047 | 0 | 2047 | 0 | 0
30 | 2048 | 0 | 0 | 0.657 | 0 | 0 | 2.049 | 0 | 0 | 2.049 | 0 | 0 | 0 | 0 | 0 | 2.049 | -27.2772 | 0 | 9000 | 9000 | 2926.2666 | 26.3364 | 495.541 | 24.2874 | 0 | 2036 | 1914.2419 | 2036 | 3.6% | 1914.2419 | 1504.0472 | 2048 | 0 | 2048 | 0 | 0 | 0 | 0 | 0 | 0 | 0 | 0 | 0 | 2048 | 0 | 2048 | 0 | 0
31 | 2049 | 0 | 0 | 0.657 | 0 | 0 | 2.1309 | 0 | 0 | 2.1309 | 0 | 0 | 0 | 0 | 0 | 2.1309 | -25.1463 | 0 | 9000 | 9000 | 3031.6122 | 27.2845 | 522.8256 | 25.1536 | 0 | 2037 | 1983.1546 | 2037 | 3.6% | 1983.1546 | 1558.1929 | 2049 | 0 | 2049 | 0 | 0 | 0 | 0 | 0 | 0 | 0 | 0 | 0 | 2049 | 0 | 2049 | 0 | 0
32 | 2050 | 0 | 0 | 0.657 | 0 | 0 | 2.2161 | 0 | 0 | 2.2161 | 0 | 0 | 0 | 0 | 0 | 2.2161 | -22.9301 | 0 | 9000 | 9000 | 3140.7502 | 28.2668 | 551.0923 | 26.0506 | 0 | 2038 | 2054.5482 | 2038 | 3.6% | 2054.5482 | 1614.2879 | 2050 | 0 | 2050 | 0 | 0 | 0 | 0 | 0 | 0 | 0 | 0 | 0 | 2050 | 0 | 2050 | 0 | 0
33 | 2051 | 0 | 0 | 0.657 | 0 | 0 | 2.3048 | 0 | 0 | 2.3048 | 0 | 0 | 0 | 0 | 0 | 2.3048 | -20.6253 | 0 | 9000 | 9000 | 3253.8172 | 29.2844 | 580.3767 | 26.9796 | 0 | 2039 | 2128.5119 | 2039 | 3.6% | 2128.5119 | 1672.4022 | 2051 | 0 | 2051 | 0 | 0 | 0 | 0 | 0 | 0 | 0 | 0 | 0 | 2051 | 0 | 2051 | 0 | 0
34 | 2052 | 0 | 0 | 0.657 | 0 | 0 | 2.397 | 0 | 0 | 2.397 | 0 | 0 | 0 | 0 | 0 | 2.397 | -18.2284 | 0 | 9000 | 9000 | 3370.9546 | 30.3386 | 610.7153 | 27.9416 | 0 | 2040 | 2205.1384 | 2040 | 3.6% | 2205.1384 | 1732.6087 | 2052 | 0 | 2052 | 0 | 0 | 0 | 0 | 0 | 0 | 0 | 0 | 0 | 2052 | 0 | 2052 | 0 | 0
35 | 2053 | 0 | 0 | 0.657 | 0 | 0 | 2.4929 | 0 | 0 | 2.4929 | 0 | 0 | 0 | 0 | 0 | 2.4929 | -15.7355 | 0 | 9000 | 9000 | 3492.309 | 31.4308 | 642.146 | 28.9379 | 0 | 2041 | 2284.5233 | 2041 | 3.6% | 2284.5233 | 1794.9826 | 2053 | 0 | 2053 | 0 | 0 | 0 | 0 | 0 | 0 | 0 | 0 | 0 | 2053 | 0 | 2053 | 0 | 0
36 | 2054 | 0 | 0 | 0.657 | 0 | 0 | 2.5926 | 0 | 0 | 2.5926 | 0 | 0 | 0 | 0 | 0 | 2.5926 | -13.1429 | 0 | 9000 | 9000 | 3618.0321 | 32.5623 | 674.7083 | 29.9697 | 0 | 2042 | 2366.7662 | 2042 | 3.6% | 2366.7662 | 1859.602 | 2054 | 0 | 2054 | 0 | 0 | 0 | 0 | 0 | 0 | 0 | 0 | 0 | 2054 | 0 | 2054 | 0 | 0
37 | 2055 | 0 | 0 | 0.657 | 0 | 0 | 2.6963 | 0 | 0 | 2.6963 | 0 | 0 | 0 | 0 | 0 | 2.6963 | -10.4466 | 0 | 9000 | 9000 | 3748.2813 | 33.7345 | 708.4429 | 31.0382 | 0 | 2043 | 2451.9698 | 2043 | 3.6% | 2451.9698 | 1926.5477 | 2055 | 0 | 2055 | 0 | 0 | 0 | 0 | 0 | 0 | 0 | 0 | 0 | 2055 | 0 | 2055 | 0 | 0
38 | 2056 | 0 | 0 | 0.657 | 0 | 0 | 2.8041 | 0 | 0 | 2.8041 | 0 | 0 | 0 | 0 | 0 | 2.8041 | -7.6425 | 0 | 9000 | 9000 | 3883.2194 | 34.949 | 743.3918 | 32.1448 | 0 | 2044 | 2540.2407 | 2044 | 3.6% | 2540.2407 | 1995.9034 | 2056 | 0 | 2056 | 0 | 0 | 0 | 0 | 0 | 0 | 0 | 0 | 0 | 2056 | 0 | 2056 | 0 | 0
39 | 2057 | 0 | 0 | 0.657 | 0 | 0 | 2.9163 | 0 | 0 | 2.9163 | 0 | 0 | 0 | 0 | 0 | 2.9163 | -4.7262 | 0 | 9000 | 9000 | 4023.0153 | 36.2071 | 779.599 | 33.2908 | 0 | 2045 | 2631.6893 | 2045 | 3.6% | 2631.6893 | 2067.7559 | 2057 | 0 | 2057 | 0 | 0 | 0 | 0 | 0 | 0 | 0 | 0 | 0 | 2057 | 0 | 2057 | 0 | 0
40 | 2058 | 0 | 0 | 0.657 | 0 | 0 | 3.033 | 0 | 0 | 3.033 | 0 | 0 | 0 | 0 | 0 | 3.033 | -1.6932 | 0 | 9000 | 9000 | 4167.8439 | 37.5106 | 817.1096 | 34.4776 | 0 | 2046 | 2726.4302 | 2046 | 3.6% | 2726.4302 | 2142.1951 | 2058 | 0 | 2058 | 0 | 0 | 0 | 0 | 0 | 0 | 0 | 0 | 0 | 2058 | 0 | 2058 | 0 | 0
41 | 2059 | 0 | 0 | 0.657 | 0 | 0 | 3.1543 | 0 | 0 | 3.1543 | 0 | 0 | 0 | 0 | 0 | 3.1543 | 1.461 | 0 | 9000 | 9000 | 4317.8863 | 38.861 | 855.9705 | 35.7067 | 0 | 2047 | 2824.5816 | 2047 | 3.6% | 2824.5816 | 2219.3141 | 2059 | 0 | 2059 | 0 | 0 | 0 | 0 | 0 | 0 | 0 | 0 | 0 | 2059 | 0 | 2059 | 0 | 0
42 | 2060 | 0 | 0 | 0.657 | 0 | 0 | 3.2804 | 0 | 0 | 3.2804 | 0 | 0 | 0 | 0 | 0 | 3.2804 | 4.7415 | 0 | 9000 | 9000 | 4473.3302 | 40.26 | 896.2305 | 36.9795 | 0 | 2048 | 2926.2666 | 2048 | 3.6% | 2926.2666 | 2299.2095 | 2060 | 0 | 2060 | 0 | 0 | 0 | 0 | 0 | 0 | 0 | 0 | 0 | 2060 | 0 | 2060 | 0 | 0
43 | 2061 | 0 | 0 | 0.657 | 0 | 0 | 3.4117 | 0 | 0 | 3.4117 | 0 | 0 | 0 | 0 | 0 | 3.4117 | 8.1531 | 0 | 9000 | 9000 | 4634.37 | 41.7093 | 937.9398 | 38.2977 | 0 | 2049 | 3031.6122 | 2049 | 3.6% | 3031.6122 | 2381.981 | 2061 | 0 | 2061 | 0 | 0 | 0 | 0 | 0 | 0 | 0 | 0 | 0 | 2061 | 0 | 2061 | 0 | 0
44 | 2062 | 0 | 0 | 0.657 | 0 | 0 | 3.5481 | 0 | 0 | 3.5481 | 0 | 0 | 0 | 0 | 0 | 3.5481 | 11.7013 | 0 | 9000 | 9000 | 4801.2074 | 43.2109 | 981.1507 | 39.6627 | 0 | 2050 | 3140.7502 | 2050 | 3.6% | 3140.7502 | 2467.7323 | 2062 | 0 | 2062 | 0 | 0 | 0 | 0 | 0 | 0 | 0 | 0 | 0 | 2062 | 0 | 2062 | 0 | 0
45 | 2063 | 0 | 0 | 0.657 | 0 | 0 | 3.6901 | 0 | 0 | 3.6901 | 0 | 0 | 0 | 0 | 0 | 3.6901 | 15.3913 | 0 | 9000 | 9000 | 4974.0508 | 44.7665 | 1025.9172 | 41.0764 | 0 | 2051 | 3253.8172 | 2051 | 3.6% | 3253.8172 | 2556.5707 | 2063 | 0 | 2063 | 0 | 0 | 0 | 0 | 0 | 0 | 0 | 0 | 0 | 2063 | 0 | 2063 | 0 | 0
46 | 2064 | 0 | 0 | 0.657 | 0 | 0 | 3.8377 | 0 | 0 | 3.8377 | 0 | 0 | 0 | 0 | 0 | 3.8377 | 19.229 | 0 | 9000 | 9000 | 5153.1167 | 46.378 | 1072.2952 | 42.5404 | 0 | 2052 | 3370.9546 | 2052 | 3.6% | 3370.9546 | 2648.6072 | 2064 | 0 | 2064 | 0 | 0 | 0 | 0 | 0 | 0 | 0 | 0 | 0 | 2064 | 0 | 2064 | 0 | 0
47 | 2065 | 0 | 0 | 0.657 | 0 | 0 | 3.9912 | 0 | 0 | 3.9912 | 0 | 0 | 0 | 0 | 0 | 3.9912 | 23.2201 | 0 | 9000 | 9000 | 5338.6289 | 48.0477 | 1120.3429 | 44.0565 | 0 | 2053 | 3492.309 | 2053 | 3.6% | 3492.309 | 2743.9571 | 2065 | 0 | 2065 | 0 | 0 | 0 | 0 | 0 | 0 | 0 | 0 | 0 | 2065 | 0 | 2065 | 0 | 0
48 | 2066 | 0 | 0 | 0.657 | 0 | 0 | 4.1508 | 0 | 0 | 4.1508 | 0 | 0 | 0 | 0 | 0 | 4.1508 | 27.3709 | 0 | 9000 | 9000 | 5530.8195 | 49.7774 | 1170.1202 | 45.6266 | 0 | 2054 | 3618.0321 | 2054 | 3.6% | 3618.0321 | 2842.7395 | 2066 | 0 | 2066 | 0 | 0 | 0 | 0 | 0 | 0 | 0 | 0 | 0 | 2066 | 0 | 2066 | 0 | 0
49 | 2067 | 0 | 0 | 0.657 | 0 | 0 | 4.3168 | 0 | 0 | 4.3168 | 0 | 0 | 0 | 0 | 0 | 4.3168 | 31.6878 | 0 | 9000 | 9000 | 5729.929 | 51.5694 | 1221.6896 | 47.2525 | 0 | 2055 | 3748.2813 | 2055 | 3.6% | 3748.2813 | 2945.0782 | 2067 | 0 | 2067 | 0 | 0 | 0 | 0 | 0 | 0 | 0 | 0 | 0 | 2067 | 0 | 2067 | 0 | 0
50 | 2068 | 0 | 0 | 0.657 | 0 | 0 | 4.4895 | 0 | 0 | 4.4895 | 0 | 0 | 0 | 0 | 0 | 4.4895 | 36.1773 | 0 | 9000 | 9000 | 5936.2064 | 53.4259 | 1275.1155 | 48.9363 | 0 | 2056 | 3883.2194 | 2056 | 3.6% | 3883.2194 | 3051.101 | 2068 | 0 | 2068 | 0 | 0 | 0 | 0 | 0 | 0 | 0 | 0 | 0 | 2068 | 0 | 2068 | 0 | 0
51 | 2069 | 0 | 0 | 0.657 | 0 | 0 | 4.6691 | 0 | 0 | 4.6691 | 0 | 0 | 0 | 0 | 0 | 4.6691 | 40.8464 | 0 | 9000 | 9000 | 6149.9099 | 55.3492 | 1330.4647 | 50.6801 | 0 | 2057 | 4023.0153 | 2057 | 3.6% | 4023.0153 | 3160.9406 | 2069 | 0 | 2069 | 0 | 0 | 0 | 0 | 0 | 0 | 0 | 0 | 0 | 2069 | 0 | 2069 | 0 | 0
52 | 2070 | 0 | 0 | 0.657 | 0 | 0 | 4.8559 | 0 | 0 | 4.8559 | 0 | 0 | 0 | 0 | 0 | 4.8559 | 45.7022 | 0 | 9000 | 9000 | 6371.3066 | 57.3418 | 1387.8064 | 52.4859 | 0 | 2058 | 4167.8439 | 2058 | 3.6% | 4167.8439 | 3274.7345 | 2070 | 0 | 2070 | 0 | 0 | 0 | 0 | 0 | 0 | 0 | 0 | 0 | 2070 | 0 | 2070 | 0 | 0
53 | 2071 | 0 | 0 | 0.657 | 0 | 0 | 5.0501 | 0 | 0 | 5.0501 | 0 | 0 | 0 | 0 | 0 | 5.0501 | 50.7523 | 0 | 9000 | 9000 | 6600.6737 | 59.4061 | 1447.2125 | 54.356 | 0 | 2059 | 4317.8863 | 2059 | 3.6% | 4317.8863 | 3392.6249 | 2071 | 0 | 2071 | 0 | 0 | 0 | 0 | 0 | 0 | 0 | 0 | 0 | 2071 | 0 | 2071 | 0 | 0
54 | 2072 | 0 | 0 | 0.657 | 0 | 0 | 5.2521 | 0 | 0 | 5.2521 | 0 | 0 | 0 | 0 | 0 | 5.2521 | 56.0044 | 0 | 9000 | 9000 | 6838.2979 | 61.5447 | 1508.7572 | 56.2926 | 0 | 2060 | 4473.3302 | 2060 | 3.6% | 4473.3302 | 3514.7594 | 2072 | 0 | 2072 | 0 | 0 | 0 | 0 | 0 | 0 | 0 | 0 | 0 | 2072 | 0 | 2072 | 0 | 0
55 | 2073 | 0 | 0 | 0.657 | 0 | 0 | 5.4622 | 0 | 0 | 5.4622 | 0 | 0 | 0 | 0 | 0 | 5.4622 | 61.4666 | 0 | 9000 | 9000 | 7084.4766 | 63.7603 | 1572.5175 | 58.2981 | 0 | 2061 | 4634.37 | 2061 | 3.6% | 4634.37 | 3641.2907 | 2073 | 0 | 2073 | 0 | 0 | 0 | 0 | 0 | 0 | 0 | 0 | 0 | 2073 | 0 | 2073 | 0 | 0
56 | 2074 | 0 | 0 | 0.657 | 0 | 0 | 5.6807 | 0 | 0 | 5.6807 | 0 | 0 | 0 | 0 | 0 | 5.6807 | 67.1472 | 0 | 9000 | 9000 | 7339.5178 | 66.0557 | 1638.5731 | 60.375 | 0 | 2062 | 4801.2074 | 2062 | 3.6% | 4801.2074 | 3772.3772 | 2074 | 0 | 2074 | 0 | 0 | 0 | 0 | 0 | 0 | 0 | 0 | 0 | 2074 | 0 | 2074 | 0 | 0
57 | 2075 | 0 | 0 | 0.657 | 0 | 0 | 5.9079 | 0 | 0 | 5.9079 | 0 | 0 | 0 | 0 | 0 | 5.9079 | 73.0551 | 0 | 9000 | 9000 | 7603.7404 | 68.4337 | 1707.0068 | 62.5258 | 0 | 2063 | 4974.0508 | 2063 | 3.6% | 4974.0508 | 3908.1828 | 2075 | 0 | 2075 | 0 | 0 | 0 | 0 | 0 | 0 | 0 | 0 | 0 | 2075 | 0 | 2075 | 0 | 0
58 | 2076 | 0 | 0 | 0.657 | 0 | 0 | 6.1442 | 0 | 0 | 6.1442 | 0 | 0 | 0 | 0 | 0 | 6.1442 | 79.1993 | 0 | 9000 | 9000 | 7877.4751 | 70.8973 | 1777.9041 | 64.7531 | 0 | 2064 | 5153.1167 | 2064 | 3.6% | 5153.1167 | 4048.8774 | 2076 | 0 | 2076 | 0 | 0 | 0 | 0 | 0 | 0 | 0 | 0 | 0 | 2076 | 0 | 2076 | 0 | 0
59 | 2077 | 0 | 0 | 0.657 | 0 | 0 | 6.39 | 0 | 0 | 6.39 | 0 | 0 | 0 | 0 | 0 | 6.39 | 85.5893 | 0 | 9000 | 9000 | 8161.0642 | 73.4496 | 1851.3536 | 67.0596 | 0 | 2065 | 5338.6289 | 2065 | 3.6% | 5338.6289 | 4194.637 | 2077 | 0 | 2077 | 0 | 0 | 0 | 0 | 0 | 0 | 0 | 0 | 0 | 2077 | 0 | 2077 | 0 | 0
60 | 2078 | 0 | 0 | 0.657 | 0 | 0 | 6.6456 | 0 | 0 | 6.6456 | 0 | 0 | 0 | 0 | 0 | 6.6456 | 92.2349 | 0 | 9000 | 9000 | 8454.8625 | 76.0938 | 1927.4474 | 69.4482 | 0 | 2066 | 5530.8195 | 2066 | 3.6% | 5530.8195 | 4345.6439 | 2078 | 0 | 2078 | 0 | 0 | 0 | 0 | 0 | 0 | 0 | 0 | 0 | 2078 | 0 | 2078 | 0 | 0
61 | 2079 | 0 | 0 | 0.657 | 0 | 0 | 6.9114 | 0 | 0 | 6.9114 | 0 | 0 | 0 | 0 | 0 | 6.9114 | 99.1463 | 0 | 9000 | 9000 | 8759.2376 | 78.8331 | 2006.2805 | 71.9217 | 0 | 2067 | 5729.929 | 2067 | 3.6% | 5729.929 | 4502.0871 | 2079 | 0 | 2079 | 0 | 0 | 0 | 0 | 0 | 0 | 0 | 0 | 0 | 2079 | 0 | 2079 | 0 | 0
62 | 2080 | 0 | 0 | 0.657 | 0 | 0 | 7.1879 | 0 | 0 | 7.1879 | 0 | 0 | 0 | 0 | 0 | 7.1879 | 106.3341 | 0 | 9000 | 9000 | 9074.5701 | 81.6711 | 2087.9517 | 74.4833 | 0 | 2068 | 5936.2064 | 2068 | 3.6% | 5936.2064 | 4664.1622 | 2080 | 0 | 2080 | 0 | 0 | 0 | 0 | 0 | 0 | 0 | 0 | 0 | 2080 | 0 | 2080 | 0 | 0
63 | 2081 | 0 | 0 | 0.657 | 0 | 0 | 7.4754 | 0 | 0 | 7.4754 | 0 | 0 | 0 | 0 | 0 | 7.4754 | 113.8095 | 0 | 9000 | 9000 | 9401.2546 | 84.6113 | 2172.563 | 77.1359 | 0 | 2069 | 6149.9099 | 2069 | 3.6% | 6149.9099 | 4832.072 | 2081 | 0 | 2081 | 0 | 0 | 0 | 0 | 0 | 0 | 0 | 0 | 0 | 2081 | 0 | 2081 | 0 | 0
64 | 2082 | 0 | 0 | 0.657 | 0 | 0 | 7.7744 | 0 | 0 | 7.7744 | 0 | 0 | 0 | 0 | 0 | 7.7744 | 121.5839 | 0 | 9000 | 9000 | 9739.6998 | 87.6573 | 2260.2203 | 79.8829 | 0 | 2070 | 6371.3066 | 2070 | 3.6% | 6371.3066 | 5006.0266 | 2082 | 0 | 2082 | 0 | 0 | 0 | 0 | 0 | 0 | 0 | 0 | 0 | 2082 | 0 | 2082 | 0 | 0
65 | 2083 | 0 | 0 | 0.657 | 0 | 0 | 8.0854 | 0 | 0 | 8.0854 | 0 | 0 | 0 | 0 | 0 | 8.0854 | 129.6692 | 0 | 9000 | 9000 | 10090.329 | 90.813 | 2351.0332 | 82.7276 | 0 | 2071 | 6600.6737 | 2071 | 3.6% | 6600.6737 | 5186.2436 | 2083 | 0 | 2083 | 0 | 0 | 0 | 0 | 0 | 0 | 0 | 0 | 0 | 2083 | 0 | 2083 | 0 | 0
66 | 2084 | 0 | 0 | 0.657 | 0 | 0 | 8.4088 | 0 | 0 | 8.4088 | 0 | 0 | 0 | 0 | 0 | 8.4088 | 138.078 | 0 | 9000 | 9000 | 10453.5808 | 94.0822 | 2445.1154 | 85.6735 | 0 | 2072 | 6838.2979 | 2072 | 3.6% | 6838.2979 | 5372.9484 | 2084 | 0 | 2084 | 0 | 0 | 0 | 0 | 0 | 0 | 0 | 0 | 0 | 2084 | 0 | 2084 | 0 | 0
67 | 2085 | 0 | 0 | 0.657 | 0 | 0 | 8.7451 | 0 | 0 | 8.7451 | 0 | 0 | 0 | 0 | 0 | 8.7451 | 146.8231 | 0 | 9000 | 9000 | 10829.9098 | 97.4692 | 2542.5846 | 88.7241 | 0 | 2073 | 7084.4766 | 2073 | 3.6% | 7084.4766 | 5566.3745 | 2085 | 0 | 2085 | 0 | 0 | 0 | 0 | 0 | 0 | 0 | 0 | 0 | 2085 | 0 | 2085 | 0 | 0
68 | 2086 | 0 | 0 | 0.657 | 0 | 0 | 9.0949 | 0 | 0 | 9.0949 | 0 | 0 | 0 | 0 | 0 | 9.0949 | 155.918 | 0 | 9000 | 9000 | 11219.7865 | 100.9781 | 2643.5627 | 91.8832 | 0 | 2074 | 7339.5178 | 2074 | 3.6% | 7339.5178 | 5766.764 | 2086 | 0 | 2086 | 0 | 0 | 0 | 0 | 0 | 0 | 0 | 0 | 0 | 2086 | 0 | 2086 | 0 | 0
69 | 2087 | 0 | 0 | 0.657 | 0 | 0 | 9.4587 | 0 | 0 | 9.4587 | 0 | 0 | 0 | 0 | 0 | 9.4587 | 165.3768 | 0 | 9000 | 9000 | 11623.6988 | 104.6133 | 2748.176 | 95.1546 | 0 | 2075 | 7603.7404 | 2075 | 3.6% | 7603.7404 | 5974.3675 | 2087 | 0 | 2087 | 0 | 0 | 0 | 0 | 0 | 0 | 0 | 0 | 0 | 2087 | 0 | 2087 | 0 | 0
70 | 2088 | 0 | 0 | 0.657 | 0 | 0 | 9.8371 | 0 | 0 | 9.8371 | 0 | 0 | 0 | 0 | 0 | 9.8371 | 175.2138 | 0 | 9000 | 9000 | 12042.152 | 108.3794 | 2856.5554 | 98.5423 | 0 | 2076 | 7877.4751 | 2076 | 3.6% | 7877.4751 | 6189.4447 | 2088 | 0 | 2088 | 0 | 0 | 0 | 0 | 0 | 0 | 0 | 0 | 0 | 2088 | 0 | 2088 | 0 | 0
71 | 2089 | 0 | 0 | 0.657 | 0 | 0 | 10.2306 | 0 | 0 | 10.2306 | 0 | 0 | 0 | 0 | 0 | 10.2306 | 185.4444 | 0 | 9000 | 9000 | 12475.6695 | 112.281 | 2968.8364 | 102.0505 | 0 | 2077 | 8161.0642 | 2077 | 3.6% | 8161.0642 | 6412.2647 | 2089 | 0 | 2089 | 0 | 0 | 0 | 0 | 0 | 0 | 0 | 0 | 0 | 2089 | 0 | 2089 | 0 | 0
72 | 2090 | 0 | 0 | 0.657 | 0 | 0 | 10.6398 | 0 | 0 | 10.6398 | 0 | 0 | 0 | 0 | 0 | 10.6398 | 196.0842 | 0 | 9000 | 9000 | 12924.7936 | 116.3231 | 3085.1595 | 105.6834 | 0 | 2078 | 8454.8625 | 2078 | 3.6% | 8454.8625 | 6643.1063 | 2090 | 0 | 2090 | 0 | 0 | 0 | 0 | 0 | 0 | 0 | 0 | 0 | 2090 | 0 | 2090 | 0 | 0
73 | 2091 | 0 | 0 | 0.657 | 0 | 0 | 11.0654 | 0 | 0 | 11.0654 | 0 | 0 | 0 | 0 | 0 | 11.0654 | 207.1495 | 0 | 9000 | 9000 | 13390.0861 | 120.5108 | 3205.6703 | 109.4454 | 0 | 2079 | 8759.2376 | 2079 | 3.6% | 8759.2376 | 6882.2581 | 2091 | 0 | 2091 | 0 | 0 | 0 | 0 | 0 | 0 | 0 | 0 | 0 | 2091 | 0 | 2091 | 0 | 0
74 | 2092 | 0 | 0 | 0.657 | 0 | 0 | 11.508 | 0 | 0 | 11.508 | 0 | 0 | 0 | 0 | 0 | 11.508 | 218.6575 | 0 | 9000 | 9000 | 13872.1292 | 124.8492 | 3330.5195 | 113.3412 | 0 | 2080 | 9074.5701 | 2080 | 3.6% | 9074.5701 | 7130.0194 | 2092 | 0 | 2092 | 0 | 0 | 0 | 0 | 0 | 0 | 0 | 0 | 0 | 2092 | 0 | 2092 | 0 | 0
75 | 2093 | 0 | 0 | 0.657 | 0 | 0 | 11.9683 | 0 | 0 | 11.9683 | 0 | 0 | 0 | 0 | 0 | 11.9683 | 230.6258 | 0 | 9000 | 9000 | 14371.5259 | 129.3437 | 3459.8632 | 117.3754 | 0 | 2081 | 9401.2546 | 2081 | 3.6% | 9401.2546 | 7386.7001 | 2093 | 0 | 2093 | 0 | 0 | 0 | 0 | 0 | 0 | 0 | 0 | 0 | 2093 | 0 | 2093 | 0 | 0
76 | 2094 | 0 | 0 | 0.657 | 0 | 0 | 12.447 | 0 | 0 | 12.447 | 0 | 0 | 0 | 0 | 0 | 12.447 | 243.0728 | 0 | 9000 | 9000 | 14888.9008 | 134.0001 | 3593.8633 | 121.5531 | 0 | 2082 | 9739.6998 | 2082 | 3.6% | 9739.6998 | 7652.6213 | 2094 | 0 | 2094 | 0 | 0 | 0 | 0 | 0 | 0 | 0 | 0 | 0 | 2094 | 0 | 2094 | 0 | 0
77 | 2095 | 0 | 0 | 0.657 | 0 | 0 | 12.9449 | 0 | 0 | 12.9449 | 0 | 0 | 0 | 0 | 0 | 12.9449 | 256.0178 | 0 | 9000 | 9000 | 15424.9012 | 138.8241 | 3732.6874 | 125.8792 | 0 | 2083 | 10090.329 | 2083 | 3.6% | 10090.329 | 7928.1156 | 2095 | 0 | 2095 | 0 | 0 | 0 | 0 | 0 | 0 | 0 | 0 | 0 | 2095 | 0 | 2095 | 0 | 0
78 | 2096 | 0 | 0 | 0.657 | 0 | 0 | 13.4627 | 0 | 0 | 13.4627 | 0 | 0 | 0 | 0 | 0 | 13.4627 | 269.4805 | 0 | 9000 | 9000 | 15980.1977 | 143.8218 | 3876.5092 | 130.3591 | 0 | 2084 | 10453.5808 | 2084 | 3.6% | 10453.5808 | 8213.5278 | 2096 | 0 | 2096 | 0 | 0 | 0 | 0 | 0 | 0 | 0 | 0 | 0 | 2096 | 0 | 2096 | 0 | 0
79 | 2097 | 0 | 0 | 0.657 | 0 | 0 | 14.0012 | 0 | 0 | 14.0012 | 0 | 0 | 0 | 0 | 0 | 14.0012 | 283.4817 | 0 | 9000 | 9000 | 16555.4848 | 148.9994 | 4025.5086 | 134.9981 | 0 | 2085 | 10829.9098 | 2085 | 3.6% | 10829.9098 | 8509.2148 | 2097 | 0 | 2097 | 0 | 0 | 0 | 0 | 0 | 0 | 0 | 0 | 0 | 2097 | 0 | 2097 | 0 | 0
80 | 2098 | 0 | 0 | 0.657 | 0 | 0 | 14.5613 | 0 | 0 | 14.5613 | 0 | 0 | 0 | 0 | 0 | 14.5613 | 298.0429 | 0 | 9000 | 9000 | 17151.4822 | 154.3633 | 4179.8719 | 139.8021 | 0 | 2086 | 11219.7865 | 2086 | 3.6% | 11219.7865 | 8815.5465 | 2098 | 0 | 2098 | 0 | 0 | 0 | 0 | 0 | 0 | 0 | 0 | 0 | 2098 | 0 | 2098 | 0 | 0
81 | 2099 | 0 | 0 | 0.657 | 0 | 0 | 15.1437 | 0 | 0 | 15.1437 | 0 | 0 | 0 | 0 | 0 | 15.1437 | 313.1867 | 0 | 9000 | 9000 | 17768.9356 | 159.9204 | 4339.7923 | 144.7767 | 0 | 2087 | 11623.6988 | 2087 | 3.6% | 11623.6988 | 9132.9062 | 2099 | 0 | 2099 | 0 | 0 | 0 | 0 | 0 | 0 | 0 | 0 | 0 | 2099 | 0 | 2099 | 0 | 0
82 | 2100 | 0 | 0 | 0.657 | 0 | 0 | 15.7495 | 0 | 0 | 15.7495 | 0 | 0 | 0 | 0 | 0 | 15.7495 | 328.9361 | 0 | 9000 | 9000 | 18408.6173 | 165.6776 | 4505.4699 | 149.9281 | 0 | 2088 | 12042.152 | 2088 | 3.6% | 12042.152 | 9461.6908 | 2100 | 0 | 2100 | 0 | 0 | 0 | 0 | 0 | 0 | 0 | 0 | 0 | 2100 | 0 | 2100 | 0 | 0
83 | 2101 | 0 | 0 | 0.657 | 0 | 0 | 16.3794 | 0 | 0 | 16.3794 | 0 | 0 | 0 | 0 | 0 | 16.3794 | 345.3156 | 0 | 9000 | 9000 | 19071.3275 | 171.6419 | 4677.1118 | 155.2625 | 0 | 2089 | 12475.6695 | 2089 | 3.6% | 12475.6695 | 9802.3117 | 2101 | 0 | 2101 | 0 | 0 | 0 | 0 | 0 | 0 | 0 | 0 | 0 | 2101 | 0 | 2101 | 0 | 0
84 | 2102 | 0 | 0 | 0.657 | 0 | 0 | 17.0346 | 0 | 0 | 17.0346 | 0 | 0 | 0 | 0 | 0 | 17.0346 | 362.3502 | 0 | 9000 | 9000 | 19757.8953 | 177.8211 | 4854.9329 | 160.7864 | 0 | 2090 | 12924.7936 | 2090 | 3.6% | 12924.7936 | 10155.1949 | 2102 | 0 | 2102 | 0 | 0 | 0 | 0 | 0 | 0 | 0 | 0 | 0 | 2102 | 0 | 2102 | 0 | 0
85 | 2103 | 0 | 0 | 0.657 | 0 | 0 | 17.716 | 0 | 0 | 17.716 | 0 | 0 | 0 | 0 | 0 | 17.716 | 380.0662 | 0 | 9000 | 9000 | 20469.1795 | 184.2226 | 5039.1555 | 166.5066 | 0 | 2091 | 13390.0861 | 2091 | 3.6% | 13390.0861 | 10520.782 | 2103 | 0 | 2103 | 0 | 0 | 0 | 0 | 0 | 0 | 0 | 0 | 0 | 2103 | 0 | 2103 | 0 | 0
86 | 2104 | 0 | 0 | 0.657 | 0 | 0 | 18.4246 | 0 | 0 | 18.4246 | 0 | 0 | 0 | 0 | 0 | 18.4246 | 398.4909 | 0 | 9000 | 9000 | 21206.07 | 190.8546 | 5230.0101 | 172.43 | 0 | 2092 | 13872.1292 | 2092 | 3.6% | 13872.1292 | 10899.5301 | 2104 | 0 | 2104 | 0 | 0 | 0 | 0 | 0 | 0 | 0 | 0 | 0 | 2104 | 0 | 2104 | 0 | 0
[15 empty] | Total NPV | 8.9709 |  |  |  |  | Total NPV | 692.5633 | IRR | 0% | 2019 | 2093 | 14371.5259 | 2093 | 3.6% | 14371.5259 | 11291.9132
1 - If LRP Subsidies are applicable, an Increase in supplies occuring after 2125 will require a modification to the current analysis. | [25 empty] | 2094 | 14888.9008 | 2094 | 3.6% | 14888.9008 | 11698.4221
[26 empty] | 2095 | 15424.9012 | 2095 | 3.6% | 15424.9012 | 12119.5653
[26 empty] | 2096 | 15980.1977 | 2096 | 3.6% | 15980.1977 | 12555.8696
[26 empty] | 2097 | 16555.4848 | 2097 | 3.6% | 16555.4848 | 13007.8809
[26 empty] | 2098 | 17151.4822 | 2098 | 3.6% | 17151.4822 | 13476.1646
[26 empty] | 2099 | 17768.9356 | 2099 | 3.6% | 17768.9356 | 13961.3066
[26 empty] | 2100 | 18408.6173 | 2100 | 3.6% | 18408.6173 | 14463.9136
Note on F10: J. Almaraz: It is assumed that anything in $Year, or prior, are actual costs with no escalation required.
Note on L10: J. Almaraz: It is assumed that anything in $Year, or prior, will be treated as cash and not financed.
Note on AS10: J. Almaraz: Only Column with equivalent Borrowing term to Cell N4 is correct
Note on AL14: Jaime Almaraz: Rate Effective 1/2009 Rate Change on 9/1/2009 to 2010 Values
Note on AL20: Jaime Almaraz: Rates approved by the MWD board in April 2014 for 2015 and 2016.

## No Change
Projected Costs and Revenues for Base Case
Scenario Assumptions
|  |  | Net Present Value (NPV) |  | Cost Escalation Rate |  |  | Financing |  |  | LRP Incentive |  |  | Avoided MWD Cost |  | Pumping Cost
| Year of Cost Projection | Project Starting Year | NPV Year | Discount Rate | Capital | O&M | Pumping | % of Capital Financed | Term (Years) | Borrowing Rate | Incentive Qualifying | Incentive ($/Acre-Ft) | Payment Option (Years) | MWD Tier 1 Water Rate | Long Term Rate Increase | Applicable ? | Pumping Cost ($/acre-ft) | Max GW Available (acre-ft/year) | Pumping Start Year
| 2019 | 2019 | 2019 | 0.04 | 0.022 | 0.03 | 0.04 | 0.65 | 30 | 0.05 | Yes | 475 | 15 | Treated | 0.036 | Yes | 73 | 9000 | 2018
CHANGE THESE VALUES ONLY ON 'NPV SUMMARY' SHEET
ONLY CHANGE WATER RATES IN 'Rates' SHEET. CHANGES WILL BE REFLECTED HERE.
Base
|  | Projected Annual Cost 2019 Dollar Year ($Million) |  |  | Projected Annual Cost Escalated Values ($Million) |  |  | Projected Annual Cost with Financing ($Million; NPV=$8.971) | [9 empty] | Avoided MWD Purchase ($Million; NPV=$692.563) | [5 empty] | LADWP Rate of Return |  | Rate Used in Analysis |  | MWD Water Rates |  |  |  | Financing Costs used in Analysis |  | Financing Costs (Note- only correct column is one with Cell J5 Borrowing Term) | [9 empty] | LRP Incentive used in Analysis |  | LRP Subsidy
No. | FYE | Capital | O&M | Pumping | Escalated Capital | Escalated O&M | Escalated Pumping | CASH Capital | CASH O&M | CASH Pumping | Financed Capital | Annual Payment | Financing Costs | Annual LRP Subsidy | Total LRP Subsidy | Total Cost | Cumulative Cost ($Million) | Water Demand (Acre-Ft) | Pumped Water (Acre-Ft) | 1Avoided Purchase (Acre-Ft) | MWD Water Rate ($/Acre-Ft) | Avoided Cost ($Million) | Cumulative Cost ($Million) | Net Cash Flow | Payback Year | Year | Tier 1 Treated ($/Acre-Ft) | Year | Rate Increase Projection | Tier 1 - Treated ($/Acre-Ft) | Tier 1 - Untreated ($/Acre-Ft) | Year | 30 Year Borrowing Term | Year | 5 Year Borrowing Term | 10 Year Borrowing Term | 15 Year Borrowing Term | 18 Year Borrowing Term | 20 Year Borrowing Term | 25 Year Borrowing Term | 30 Year Borrowing Term | 35 Year Borrowing Term | 40 Year Borrowing Term | Year | 15 Year Term | Year | 15 Year Term | 25 Year Term
0
1 | 2019 | 0 | 0 | 0.657 | 0 | 0 | 0.657 | 0 | 0 | 0.657 | 0 | 0 | 0 | 4.275 | 0 | 0.657 | 0.657 | 0 | 9000 | 9000 | 1053 | 9.477 | 9.477 | 8.82 | 2019 | 2007 | 478 | 2007 | - | 478 | 331 | 2019 | 0 | 2019 | 0 | 0 | 0 | 0 | 0 | 0 | 0 | 0 | 0 | 2019 | 0 | 2019 | 0 | 0
2 | 2020 | 0 | 0 | 0.657 | 0 | 0 | 0.68328 | 0 | 0 | 0.68328 | 0 | 0 | 0 | 0 | 4.275 | -3.5917 | -2.9347 | 0 | 9000 | 9000 | 1092 | 9.828 | 19.305 | 13.4197 | 0 | 2008 | 508 | 2008 | - | 508 | 351 | 2020 | 0 | 2020 | 0 | 0 | 0 | 0 | 0 | 0 | 0 | 0 | 0 | 2020 | 4.275 | 2020 | 4.275 | 4.275
3 | 2021 | 0 | 0 | 0.657 | 0 | 0 | 0.71061 | 0 | 0 | 0.71061 | 0 | 0 | 0 | 0 | 4.275 | -3.5644 | -6.4991 | 0 | 9000 | 9000 | 1123 | 10.107 | 29.412 | 13.6714 | 0 | 2009 | 579 | 2009 | - | 579 | 412 | 2021 | 0 | 2021 | 0 | 0 | 0 | 0 | 0 | 0 | 0 | 0 | 0 | 2021 | 4.275 | 2021 | 4.275 | 4.275
4 | 2022 | 0 | 0 | 0.657 | 0 | 0 | 0.73904 | 0 | 0 | 0.73904 | 0 | 0 | 0 | 0 | 4.275 | -3.536 | -10.0351 | 0 | 9000 | 9000 | 1164 | 10.476 | 39.888 | 14.012 | 0 | 2010 | 701 | 2010 | - | 701 | 484 | 2022 | 0 | 2022 | 0 | 0 | 0 | 0 | 0 | 0 | 0 | 0 | 0 | 2022 | 4.275 | 2022 | 4.275 | 4.275
5 | 2023 | 0 | 0 | 0.657 | 0 | 0 | 0.7686 | 0 | 0 | 0.7686 | 0 | 0 | 0 | 0 | 4.275 | -3.5064 | -13.5415 | 0 | 9000 | 9000 | 1205 | 10.845 | 50.733 | 14.3514 | 0 | 2011 | 744 | 2011 | - | 744 | 527 | 2023 | 0 | 2023 | 0 | 0 | 0 | 0 | 0 | 0 | 0 | 0 | 0 | 2023 | 4.275 | 2023 | 4.275 | 4.275
6 | 2024 | 0 | 0 | 0.657 | 0 | 0 | 0.79934 | 0 | 0 | 0.79934 | 0 | 0 | 0 | 0 | 4.275 | -3.4757 | -17.0171 | 0 | 9000 | 9000 | 1249 | 11.241 | 61.974 | 14.7167 | 0 | 2012 | 794 | 2012 | - | 794 | 560 | 2024 | 0 | 2024 | 0 | 0 | 0 | 0 | 0 | 0 | 0 | 0 | 0 | 2024 | 4.275 | 2024 | 4.275 | 4.275
7 | 2025 | 0 | 0 | 0.657 | 0 | 0 | 0.83131 | 0 | 0 | 0.83131 | 0 | 0 | 0 | 0 | 4.275 | -3.4437 | -20.4608 | 0 | 9000 | 9000 | 1296 | 11.664 | 73.638 | 15.1077 | 0 | 2013 | 847 | 2013 | - | 847 | 593 | 2025 | 0 | 2025 | 0 | 0 | 0 | 0 | 0 | 0 | 0 | 0 | 0 | 2025 | 4.275 | 2025 | 4.275 | 4.275
8 | 2026 | 0 | 0 | 0.657 | 0 | 0 | 0.86457 | 0 | 0 | 0.86457 | 0 | 0 | 0 | 0 | 4.275 | -3.4104 | -23.8713 | 0 | 9000 | 9000 | 1344 | 12.096 | 85.734 | 15.5064 | 0 | 2014 | 890 | 2014 | - | 890 | 593 | 2026 | 0 | 2026 | 0 | 0 | 0 | 0 | 0 | 0 | 0 | 0 | 0 | 2026 | 4.275 | 2026 | 4.275 | 4.275
9 | 2027 | 0 | 0 | 0.657 | 0 | 0 | 0.89915 | 0 | 0 | 0.89915 | 0 | 0 | 0 | 0 | 4.275 | -3.3759 | -27.2471 | 0 | 9000 | 9000 | 1392.384 | 12.5315 | 98.2655 | 15.9073 | 0 | 2015 | 923 | 2015 | - | 923 | 582 | 2027 | 0 | 2027 | 0 | 0 | 0 | 0 | 0 | 0 | 0 | 0 | 0 | 2027 | 4.275 | 2027 | 4.275 | 4.275
10 | 2028 | 0 | 0 | 0.657 | 0 | 0 | 0.93512 | 0 | 0 | 0.93512 | 0 | 0 | 0 | 0 | 4.275 | -3.3399 | -30.587 | 0 | 9000 | 9000 | 1442.5098 | 12.9826 | 111.248 | 16.3225 | 0 | 2016 | 942 | 2016 | - | 942 | 594 | 2028 | 0 | 2028 | 0 | 0 | 0 | 0 | 0 | 0 | 0 | 0 | 0 | 2028 | 4.275 | 2028 | 4.275 | 4.275
11 | 2029 | 0 | 0 | 0.657 | 0 | 0 | 0.97252 | 0 | 0 | 0.97252 | 0 | 0 | 0 | 0 | 4.275 | -3.3025 | -33.8895 | 0 | 9000 | 9000 | 1494.4402 | 13.45 | 124.698 | 16.7524 | 0 | 2017 | 979 | 2017 | 0 | 979 | 666 | 2029 | 0 | 2029 | 0 | 0 | 0 | 0 | 0 | 0 | 0 | 0 | 0 | 2029 | 4.275 | 2029 | 4.275 | 4.275
12 | 2030 | 0 | 0 | 0.657 | 0 | 0 | 1.0114 | 0 | 0 | 1.0114 | 0 | 0 | 0 | 0 | 4.275 | -3.2636 | -37.153 | 0 | 9000 | 9000 | 1548.24 | 13.9342 | 138.6322 | 17.1977 | 0 | 2018 | 1015 | 2018 | 0 | 1015 | 695 | 2030 | 0 | 2030 | 0 | 0 | 0 | 0 | 0 | 0 | 0 | 0 | 0 | 2030 | 4.275 | 2030 | 4.275 | 4.275
13 | 2031 | 0 | 0 | 0.657 | 0 | 0 | 1.0519 | 0 | 0 | 1.0519 | 0 | 0 | 0 | 0 | 4.275 | -3.2231 | -40.3762 | 0 | 9000 | 9000 | 1603.9767 | 14.4358 | 153.068 | 17.6589 | 0 | 2019 | 1053 | 2019 | 0 | 1053 | 738 | 2031 | 0 | 2031 | 0 | 0 | 0 | 0 | 0 | 0 | 0 | 0 | 0 | 2031 | 4.275 | 2031 | 4.275 | 4.275
14 | 2032 | 0 | 0 | 0.657 | 0 | 0 | 1.094 | 0 | 0 | 1.094 | 0 | 0 | 0 | 0 | 4.275 | -3.181 | -43.5572 | 0 | 9000 | 9000 | 1661.7198 | 14.9555 | 168.0234 | 18.1365 | 0 | 2020 | 1092 | 2020 | 0 | 1092 | 783 | 2032 | 0 | 2032 | 0 | 0 | 0 | 0 | 0 | 0 | 0 | 0 | 0 | 2032 | 4.275 | 2032 | 4.275 | 4.275
15 | 2033 | 0 | 0 | 0.657 | 0 | 0 | 1.1377 | 0 | 0 | 1.1377 | 0 | 0 | 0 | 0 | 4.275 | -3.1373 | -46.6945 | 0 | 9000 | 9000 | 1721.5417 | 15.4939 | 183.5173 | 18.6312 | 0 | 2021 | 1123 | 2021 | 0 | 1123 | 835 | 2033 | 0 | 2033 | 0 | 0 | 0 | 0 | 0 | 0 | 0 | 0 | 0 | 2033 | 4.275 | 2033 | 4.275 | 4.275
16 | 2034 | 0 | 0 | 0.657 | 0 | 0 | 1.1832 | 0 | 0 | 1.1832 | 0 | 0 | 0 | 0 | 4.275 | -3.0918 | -49.7863 | 0 | 9000 | 9000 | 1783.5172 | 16.0517 | 199.569 | 19.1434 | 0 | 2022 | 1164 | 2022 | 0 | 1164 | 876 | 2034 | 0 | 2034 | 0 | 0 | 0 | 0 | 0 | 0 | 0 | 0 | 0 | 2034 | 4.275 | 2034 | 4.275 | 4.275
17 | 2035 | 0 | 0 | 0.657 | 0 | 0 | 1.2305 | 0 | 0 | 1.2305 | 0 | 0 | 0 | 0 | 0 | 1.2305 | -48.5557 | 0 | 9000 | 9000 | 1847.7239 | 16.6295 | 216.1985 | 15.399 | 0 | 2023 | 1205 | 2023 | 0 | 1205 | 917 | 2035 | 0 | 2035 | 0 | 0 | 0 | 0 | 0 | 0 | 0 | 0 | 0 | 2035 | 0 | 2035 | 0 | 4.275
18 | 2036 | 0 | 0 | 0.657 | 0 | 0 | 1.2798 | 0 | 0 | 1.2798 | 0 | 0 | 0 | 0 | 0 | 1.2798 | -47.276 | 0 | 9000 | 9000 | 1914.2419 | 17.2282 | 233.4267 | 15.9484 | 0 | 2024 | 1249 | 2024 | 0 | 1249 | 961 | 2036 | 0 | 2036 | 0 | 0 | 0 | 0 | 0 | 0 | 0 | 0 | 0 | 2036 | 0 | 2036 | 0 | 4.275
19 | 2037 | 0 | 0 | 0.657 | 0 | 0 | 1.331 | 0 | 0 | 1.331 | 0 | 0 | 0 | 0 | 0 | 1.331 | -45.945 | 0 | 9000 | 9000 | 1983.1546 | 17.8484 | 251.275 | 16.5174 | 0 | 2025 | 1296 | 2025 | 0 | 1296 | 1008 | 2037 | 0 | 2037 | 0 | 0 | 0 | 0 | 0 | 0 | 0 | 0 | 0 | 2037 | 0 | 2037 | 0 | 4.275
20 | 2038 | 0 | 0 | 0.657 | 0 | 0 | 1.3842 | 0 | 0 | 1.3842 | 0 | 0 | 0 | 0 | 0 | 1.3842 | -44.5608 | 0 | 9000 | 9000 | 2054.5482 | 18.4909 | 269.766 | 17.1067 | 0 | 2026 | 1344 | 2026 | 0 | 1344 | 1056 | 2038 | 0 | 2038 | 0 | 0 | 0 | 0 | 0 | 0 | 0 | 0 | 0 | 2038 | 0 | 2038 | 0 | 4.275
21 | 2039 | 0 | 0 | 0.657 | 0 | 0 | 1.4396 | 0 | 0 | 1.4396 | 0 | 0 | 0 | 0 | 0 | 1.4396 | -43.1212 | 0 | 9000 | 9000 | 2128.5119 | 19.1566 | 288.9226 | 17.717 | 0 | 2027 | 1392.384 | 2027 | 3.6% | 1392.384 | 1094.016 | 2039 | 0 | 2039 | 0 | 0 | 0 | 0 | 0 | 0 | 0 | 0 | 0 | 2039 | 0 | 2039 | 0 | 4.275
22 | 2040 | 0 | 0 | 0.657 | 0 | 0 | 1.4972 | 0 | 0 | 1.4972 | 0 | 0 | 0 | 0 | 0 | 1.4972 | -41.6241 | 0 | 9000 | 9000 | 2205.1384 | 19.8462 | 308.7688 | 18.3491 | 0 | 2028 | 1442.5098 | 2028 | 3.6% | 1442.5098 | 1133.4006 | 2040 | 0 | 2040 | 0 | 0 | 0 | 0 | 0 | 0 | 0 | 0 | 0 | 2040 | 0 | 2040 | 0 | 4.275
23 | 2041 | 0 | 0 | 0.657 | 0 | 0 | 1.557 | 0 | 0 | 1.557 | 0 | 0 | 0 | 0 | 0 | 1.557 | -40.067 | 0 | 9000 | 9000 | 2284.5233 | 20.5607 | 329.3295 | 19.0037 | 0 | 2029 | 1494.4402 | 2029 | 3.6% | 1494.4402 | 1174.203 | 2041 | 0 | 2041 | 0 | 0 | 0 | 0 | 0 | 0 | 0 | 0 | 0 | 2041 | 0 | 2041 | 0 | 4.275
24 | 2042 | 0 | 0 | 0.657 | 0 | 0 | 1.6193 | 0 | 0 | 1.6193 | 0 | 0 | 0 | 0 | 0 | 1.6193 | -38.4477 | 0 | 9000 | 9000 | 2366.7662 | 21.3009 | 350.6304 | 19.6816 | 0 | 2030 | 1548.24 | 2030 | 3.6% | 1548.24 | 1216.4743 | 2042 | 0 | 2042 | 0 | 0 | 0 | 0 | 0 | 0 | 0 | 0 | 0 | 2042 | 0 | 2042 | 0 | 4.275
25 | 2043 | 0 | 0 | 0.657 | 0 | 0 | 1.6841 | 0 | 0 | 1.6841 | 0 | 0 | 0 | 0 | 0 | 1.6841 | -36.7636 | 0 | 9000 | 9000 | 2451.9698 | 22.0677 | 372.6982 | 20.3836 | 0 | 2031 | 1603.9767 | 2031 | 3.6% | 1603.9767 | 1260.2674 | 2043 | 0 | 2043 | 0 | 0 | 0 | 0 | 0 | 0 | 0 | 0 | 0 | 2043 | 0 | 2043 | 0 | 4.275
26 | 2044 | 0 | 0 | 0.657 | 0 | 0 | 1.7515 | 0 | 0 | 1.7515 | 0 | 0 | 0 | 0 | 0 | 1.7515 | -35.0122 | 0 | 9000 | 9000 | 2540.2407 | 22.8622 | 395.5603 | 21.1107 | 0 | 2032 | 1661.7198 | 2032 | 3.6% | 1661.7198 | 1305.637 | 2044 | 0 | 2044 | 0 | 0 | 0 | 0 | 0 | 0 | 0 | 0 | 0 | 2044 | 0 | 2044 | 0 | 4.275
27 | 2045 | 0 | 0 | 0.657 | 0 | 0 | 1.8215 | 0 | 0 | 1.8215 | 0 | 0 | 0 | 0 | 0 | 1.8215 | -33.1907 | 0 | 9000 | 9000 | 2631.6893 | 23.6852 | 419.2455 | 21.8637 | 0 | 2033 | 1721.5417 | 2033 | 3.6% | 1721.5417 | 1352.6399 | 2045 | 0 | 2045 | 0 | 0 | 0 | 0 | 0 | 0 | 0 | 0 | 0 | 2045 | 0 | 2045 | 0 | 0
28 | 2046 | 0 | 0 | 0.657 | 0 | 0 | 1.8944 | 0 | 0 | 1.8944 | 0 | 0 | 0 | 0 | 0 | 1.8944 | -31.2963 | 0 | 9000 | 9000 | 2726.4302 | 24.5379 | 443.7834 | 22.6435 | 0 | 2034 | 1783.5172 | 2034 | 3.6% | 1783.5172 | 1401.335 | 2046 | 0 | 2046 | 0 | 0 | 0 | 0 | 0 | 0 | 0 | 0 | 0 | 2046 | 0 | 2046 | 0 | 0
29 | 2047 | 0 | 0 | 0.657 | 0 | 0 | 1.9701 | 0 | 0 | 1.9701 | 0 | 0 | 0 | 0 | 0 | 1.9701 | -29.3261 | 0 | 9000 | 9000 | 2824.5816 | 25.4212 | 469.2046 | 23.4511 | 0 | 2035 | 1847.7239 | 2035 | 3.6% | 1847.7239 | 1451.783 | 2047 | 0 | 2047 | 0 | 0 | 0 | 0 | 0 | 0 | 0 | 0 | 0 | 2047 | 0 | 2047 | 0 | 0
30 | 2048 | 0 | 0 | 0.657 | 0 | 0 | 2.049 | 0 | 0 | 2.049 | 0 | 0 | 0 | 0 | 0 | 2.049 | -27.2772 | 0 | 9000 | 9000 | 2926.2666 | 26.3364 | 495.541 | 24.2874 | 0 | 2036 | 1914.2419 | 2036 | 3.6% | 1914.2419 | 1504.0472 | 2048 | 0 | 2048 | 0 | 0 | 0 | 0 | 0 | 0 | 0 | 0 | 0 | 2048 | 0 | 2048 | 0 | 0
31 | 2049 | 0 | 0 | 0.657 | 0 | 0 | 2.1309 | 0 | 0 | 2.1309 | 0 | 0 | 0 | 0 | 0 | 2.1309 | -25.1463 | 0 | 9000 | 9000 | 3031.6122 | 27.2845 | 522.8256 | 25.1536 | 0 | 2037 | 1983.1546 | 2037 | 3.6% | 1983.1546 | 1558.1929 | 2049 | 0 | 2049 | 0 | 0 | 0 | 0 | 0 | 0 | 0 | 0 | 0 | 2049 | 0 | 2049 | 0 | 0
32 | 2050 | 0 | 0 | 0.657 | 0 | 0 | 2.2161 | 0 | 0 | 2.2161 | 0 | 0 | 0 | 0 | 0 | 2.2161 | -22.9301 | 0 | 9000 | 9000 | 3140.7502 | 28.2668 | 551.0923 | 26.0506 | 0 | 2038 | 2054.5482 | 2038 | 3.6% | 2054.5482 | 1614.2879 | 2050 | 0 | 2050 | 0 | 0 | 0 | 0 | 0 | 0 | 0 | 0 | 0 | 2050 | 0 | 2050 | 0 | 0
33 | 2051 | 0 | 0 | 0.657 | 0 | 0 | 2.3048 | 0 | 0 | 2.3048 | 0 | 0 | 0 | 0 | 0 | 2.3048 | -20.6253 | 0 | 9000 | 9000 | 3253.8172 | 29.2844 | 580.3767 | 26.9796 | 0 | 2039 | 2128.5119 | 2039 | 3.6% | 2128.5119 | 1672.4022 | 2051 | 0 | 2051 | 0 | 0 | 0 | 0 | 0 | 0 | 0 | 0 | 0 | 2051 | 0 | 2051 | 0 | 0
34 | 2052 | 0 | 0 | 0.657 | 0 | 0 | 2.397 | 0 | 0 | 2.397 | 0 | 0 | 0 | 0 | 0 | 2.397 | -18.2284 | 0 | 9000 | 9000 | 3370.9546 | 30.3386 | 610.7153 | 27.9416 | 0 | 2040 | 2205.1384 | 2040 | 3.6% | 2205.1384 | 1732.6087 | 2052 | 0 | 2052 | 0 | 0 | 0 | 0 | 0 | 0 | 0 | 0 | 0 | 2052 | 0 | 2052 | 0 | 0
35 | 2053 | 0 | 0 | 0.657 | 0 | 0 | 2.4929 | 0 | 0 | 2.4929 | 0 | 0 | 0 | 0 | 0 | 2.4929 | -15.7355 | 0 | 9000 | 9000 | 3492.309 | 31.4308 | 642.146 | 28.9379 | 0 | 2041 | 2284.5233 | 2041 | 3.6% | 2284.5233 | 1794.9826 | 2053 | 0 | 2053 | 0 | 0 | 0 | 0 | 0 | 0 | 0 | 0 | 0 | 2053 | 0 | 2053 | 0 | 0
36 | 2054 | 0 | 0 | 0.657 | 0 | 0 | 2.5926 | 0 | 0 | 2.5926 | 0 | 0 | 0 | 0 | 0 | 2.5926 | -13.1429 | 0 | 9000 | 9000 | 3618.0321 | 32.5623 | 674.7083 | 29.9697 | 0 | 2042 | 2366.7662 | 2042 | 3.6% | 2366.7662 | 1859.602 | 2054 | 0 | 2054 | 0 | 0 | 0 | 0 | 0 | 0 | 0 | 0 | 0 | 2054 | 0 | 2054 | 0 | 0
37 | 2055 | 0 | 0 | 0.657 | 0 | 0 | 2.6963 | 0 | 0 | 2.6963 | 0 | 0 | 0 | 0 | 0 | 2.6963 | -10.4466 | 0 | 9000 | 9000 | 3748.2813 | 33.7345 | 708.4429 | 31.0382 | 0 | 2043 | 2451.9698 | 2043 | 3.6% | 2451.9698 | 1926.5477 | 2055 | 0 | 2055 | 0 | 0 | 0 | 0 | 0 | 0 | 0 | 0 | 0 | 2055 | 0 | 2055 | 0 | 0
38 | 2056 | 0 | 0 | 0.657 | 0 | 0 | 2.8041 | 0 | 0 | 2.8041 | 0 | 0 | 0 | 0 | 0 | 2.8041 | -7.6425 | 0 | 9000 | 9000 | 3883.2194 | 34.949 | 743.3918 | 32.1448 | 0 | 2044 | 2540.2407 | 2044 | 3.6% | 2540.2407 | 1995.9034 | 2056 | 0 | 2056 | 0 | 0 | 0 | 0 | 0 | 0 | 0 | 0 | 0 | 2056 | 0 | 2056 | 0 | 0
39 | 2057 | 0 | 0 | 0.657 | 0 | 0 | 2.9163 | 0 | 0 | 2.9163 | 0 | 0 | 0 | 0 | 0 | 2.9163 | -4.7262 | 0 | 9000 | 9000 | 4023.0153 | 36.2071 | 779.599 | 33.2908 | 0 | 2045 | 2631.6893 | 2045 | 3.6% | 2631.6893 | 2067.7559 | 2057 | 0 | 2057 | 0 | 0 | 0 | 0 | 0 | 0 | 0 | 0 | 0 | 2057 | 0 | 2057 | 0 | 0
40 | 2058 | 0 | 0 | 0.657 | 0 | 0 | 3.033 | 0 | 0 | 3.033 | 0 | 0 | 0 | 0 | 0 | 3.033 | -1.6932 | 0 | 9000 | 9000 | 4167.8439 | 37.5106 | 817.1096 | 34.4776 | 0 | 2046 | 2726.4302 | 2046 | 3.6% | 2726.4302 | 2142.1951 | 2058 | 0 | 2058 | 0 | 0 | 0 | 0 | 0 | 0 | 0 | 0 | 0 | 2058 | 0 | 2058 | 0 | 0
41 | 2059 | 0 | 0 | 0.657 | 0 | 0 | 3.1543 | 0 | 0 | 3.1543 | 0 | 0 | 0 | 0 | 0 | 3.1543 | 1.461 | 0 | 9000 | 9000 | 4317.8863 | 38.861 | 855.9705 | 35.7067 | 0 | 2047 | 2824.5816 | 2047 | 3.6% | 2824.5816 | 2219.3141 | 2059 | 0 | 2059 | 0 | 0 | 0 | 0 | 0 | 0 | 0 | 0 | 0 | 2059 | 0 | 2059 | 0 | 0
42 | 2060 | 0 | 0 | 0.657 | 0 | 0 | 3.2804 | 0 | 0 | 3.2804 | 0 | 0 | 0 | 0 | 0 | 3.2804 | 4.7415 | 0 | 9000 | 9000 | 4473.3302 | 40.26 | 896.2305 | 36.9795 | 0 | 2048 | 2926.2666 | 2048 | 3.6% | 2926.2666 | 2299.2095 | 2060 | 0 | 2060 | 0 | 0 | 0 | 0 | 0 | 0 | 0 | 0 | 0 | 2060 | 0 | 2060 | 0 | 0
43 | 2061 | 0 | 0 | 0.657 | 0 | 0 | 3.4117 | 0 | 0 | 3.4117 | 0 | 0 | 0 | 0 | 0 | 3.4117 | 8.1531 | 0 | 9000 | 9000 | 4634.37 | 41.7093 | 937.9398 | 38.2977 | 0 | 2049 | 3031.6122 | 2049 | 3.6% | 3031.6122 | 2381.981 | 2061 | 0 | 2061 | 0 | 0 | 0 | 0 | 0 | 0 | 0 | 0 | 0 | 2061 | 0 | 2061 | 0 | 0
44 | 2062 | 0 | 0 | 0.657 | 0 | 0 | 3.5481 | 0 | 0 | 3.5481 | 0 | 0 | 0 | 0 | 0 | 3.5481 | 11.7013 | 0 | 9000 | 9000 | 4801.2074 | 43.2109 | 981.1507 | 39.6627 | 0 | 2050 | 3140.7502 | 2050 | 3.6% | 3140.7502 | 2467.7323 | 2062 | 0 | 2062 | 0 | 0 | 0 | 0 | 0 | 0 | 0 | 0 | 0 | 2062 | 0 | 2062 | 0 | 0
45 | 2063 | 0 | 0 | 0.657 | 0 | 0 | 3.6901 | 0 | 0 | 3.6901 | 0 | 0 | 0 | 0 | 0 | 3.6901 | 15.3913 | 0 | 9000 | 9000 | 4974.0508 | 44.7665 | 1025.9172 | 41.0764 | 0 | 2051 | 3253.8172 | 2051 | 3.6% | 3253.8172 | 2556.5707 | 2063 | 0 | 2063 | 0 | 0 | 0 | 0 | 0 | 0 | 0 | 0 | 0 | 2063 | 0 | 2063 | 0 | 0
46 | 2064 | 0 | 0 | 0.657 | 0 | 0 | 3.8377 | 0 | 0 | 3.8377 | 0 | 0 | 0 | 0 | 0 | 3.8377 | 19.229 | 0 | 9000 | 9000 | 5153.1167 | 46.378 | 1072.2952 | 42.5404 | 0 | 2052 | 3370.9546 | 2052 | 3.6% | 3370.9546 | 2648.6072 | 2064 | 0 | 2064 | 0 | 0 | 0 | 0 | 0 | 0 | 0 | 0 | 0 | 2064 | 0 | 2064 | 0 | 0
47 | 2065 | 0 | 0 | 0.657 | 0 | 0 | 3.9912 | 0 | 0 | 3.9912 | 0 | 0 | 0 | 0 | 0 | 3.9912 | 23.2201 | 0 | 9000 | 9000 | 5338.6289 | 48.0477 | 1120.3429 | 44.0565 | 0 | 2053 | 3492.309 | 2053 | 3.6% | 3492.309 | 2743.9571 | 2065 | 0 | 2065 | 0 | 0 | 0 | 0 | 0 | 0 | 0 | 0 | 0 | 2065 | 0 | 2065 | 0 | 0
48 | 2066 | 0 | 0 | 0.657 | 0 | 0 | 4.1508 | 0 | 0 | 4.1508 | 0 | 0 | 0 | 0 | 0 | 4.1508 | 27.3709 | 0 | 9000 | 9000 | 5530.8195 | 49.7774 | 1170.1202 | 45.6266 | 0 | 2054 | 3618.0321 | 2054 | 3.6% | 3618.0321 | 2842.7395 | 2066 | 0 | 2066 | 0 | 0 | 0 | 0 | 0 | 0 | 0 | 0 | 0 | 2066 | 0 | 2066 | 0 | 0
49 | 2067 | 0 | 0 | 0.657 | 0 | 0 | 4.3168 | 0 | 0 | 4.3168 | 0 | 0 | 0 | 0 | 0 | 4.3168 | 31.6878 | 0 | 9000 | 9000 | 5729.929 | 51.5694 | 1221.6896 | 47.2525 | 0 | 2055 | 3748.2813 | 2055 | 3.6% | 3748.2813 | 2945.0782 | 2067 | 0 | 2067 | 0 | 0 | 0 | 0 | 0 | 0 | 0 | 0 | 0 | 2067 | 0 | 2067 | 0 | 0
50 | 2068 | 0 | 0 | 0.657 | 0 | 0 | 4.4895 | 0 | 0 | 4.4895 | 0 | 0 | 0 | 0 | 0 | 4.4895 | 36.1773 | 0 | 9000 | 9000 | 5936.2064 | 53.4259 | 1275.1155 | 48.9363 | 0 | 2056 | 3883.2194 | 2056 | 3.6% | 3883.2194 | 3051.101 | 2068 | 0 | 2068 | 0 | 0 | 0 | 0 | 0 | 0 | 0 | 0 | 0 | 2068 | 0 | 2068 | 0 | 0
51 | 2069 | 0 | 0 | 0.657 | 0 | 0 | 4.6691 | 0 | 0 | 4.6691 | 0 | 0 | 0 | 0 | 0 | 4.6691 | 40.8464 | 0 | 9000 | 9000 | 6149.9099 | 55.3492 | 1330.4647 | 50.6801 | 0 | 2057 | 4023.0153 | 2057 | 3.6% | 4023.0153 | 3160.9406 | 2069 | 0 | 2069 | 0 | 0 | 0 | 0 | 0 | 0 | 0 | 0 | 0 | 2069 | 0 | 2069 | 0 | 0
52 | 2070 | 0 | 0 | 0.657 | 0 | 0 | 4.8559 | 0 | 0 | 4.8559 | 0 | 0 | 0 | 0 | 0 | 4.8559 | 45.7022 | 0 | 9000 | 9000 | 6371.3066 | 57.3418 | 1387.8064 | 52.4859 | 0 | 2058 | 4167.8439 | 2058 | 3.6% | 4167.8439 | 3274.7345 | 2070 | 0 | 2070 | 0 | 0 | 0 | 0 | 0 | 0 | 0 | 0 | 0 | 2070 | 0 | 2070 | 0 | 0
53 | 2071 | 0 | 0 | 0.657 | 0 | 0 | 5.0501 | 0 | 0 | 5.0501 | 0 | 0 | 0 | 0 | 0 | 5.0501 | 50.7523 | 0 | 9000 | 9000 | 6600.6737 | 59.4061 | 1447.2125 | 54.356 | 0 | 2059 | 4317.8863 | 2059 | 3.6% | 4317.8863 | 3392.6249 | 2071 | 0 | 2071 | 0 | 0 | 0 | 0 | 0 | 0 | 0 | 0 | 0 | 2071 | 0 | 2071 | 0 | 0
54 | 2072 | 0 | 0 | 0.657 | 0 | 0 | 5.2521 | 0 | 0 | 5.2521 | 0 | 0 | 0 | 0 | 0 | 5.2521 | 56.0044 | 0 | 9000 | 9000 | 6838.2979 | 61.5447 | 1508.7572 | 56.2926 | 0 | 2060 | 4473.3302 | 2060 | 3.6% | 4473.3302 | 3514.7594 | 2072 | 0 | 2072 | 0 | 0 | 0 | 0 | 0 | 0 | 0 | 0 | 0 | 2072 | 0 | 2072 | 0 | 0
55 | 2073 | 0 | 0 | 0.657 | 0 | 0 | 5.4622 | 0 | 0 | 5.4622 | 0 | 0 | 0 | 0 | 0 | 5.4622 | 61.4666 | 0 | 9000 | 9000 | 7084.4766 | 63.7603 | 1572.5175 | 58.2981 | 0 | 2061 | 4634.37 | 2061 | 3.6% | 4634.37 | 3641.2907 | 2073 | 0 | 2073 | 0 | 0 | 0 | 0 | 0 | 0 | 0 | 0 | 0 | 2073 | 0 | 2073 | 0 | 0
56 | 2074 | 0 | 0 | 0.657 | 0 | 0 | 5.6807 | 0 | 0 | 5.6807 | 0 | 0 | 0 | 0 | 0 | 5.6807 | 67.1472 | 0 | 9000 | 9000 | 7339.5178 | 66.0557 | 1638.5731 | 60.375 | 0 | 2062 | 4801.2074 | 2062 | 3.6% | 4801.2074 | 3772.3772 | 2074 | 0 | 2074 | 0 | 0 | 0 | 0 | 0 | 0 | 0 | 0 | 0 | 2074 | 0 | 2074 | 0 | 0
57 | 2075 | 0 | 0 | 0.657 | 0 | 0 | 5.9079 | 0 | 0 | 5.9079 | 0 | 0 | 0 | 0 | 0 | 5.9079 | 73.0551 | 0 | 9000 | 9000 | 7603.7404 | 68.4337 | 1707.0068 | 62.5258 | 0 | 2063 | 4974.0508 | 2063 | 3.6% | 4974.0508 | 3908.1828 | 2075 | 0 | 2075 | 0 | 0 | 0 | 0 | 0 | 0 | 0 | 0 | 0 | 2075 | 0 | 2075 | 0 | 0
58 | 2076 | 0 | 0 | 0.657 | 0 | 0 | 6.1442 | 0 | 0 | 6.1442 | 0 | 0 | 0 | 0 | 0 | 6.1442 | 79.1993 | 0 | 9000 | 9000 | 7877.4751 | 70.8973 | 1777.9041 | 64.7531 | 0 | 2064 | 5153.1167 | 2064 | 3.6% | 5153.1167 | 4048.8774 | 2076 | 0 | 2076 | 0 | 0 | 0 | 0 | 0 | 0 | 0 | 0 | 0 | 2076 | 0 | 2076 | 0 | 0
59 | 2077 | 0 | 0 | 0.657 | 0 | 0 | 6.39 | 0 | 0 | 6.39 | 0 | 0 | 0 | 0 | 0 | 6.39 | 85.5893 | 0 | 9000 | 9000 | 8161.0642 | 73.4496 | 1851.3536 | 67.0596 | 0 | 2065 | 5338.6289 | 2065 | 3.6% | 5338.6289 | 4194.637 | 2077 | 0 | 2077 | 0 | 0 | 0 | 0 | 0 | 0 | 0 | 0 | 0 | 2077 | 0 | 2077 | 0 | 0
60 | 2078 | 0 | 0 | 0.657 | 0 | 0 | 6.6456 | 0 | 0 | 6.6456 | 0 | 0 | 0 | 0 | 0 | 6.6456 | 92.2349 | 0 | 9000 | 9000 | 8454.8625 | 76.0938 | 1927.4474 | 69.4482 | 0 | 2066 | 5530.8195 | 2066 | 3.6% | 5530.8195 | 4345.6439 | 2078 | 0 | 2078 | 0 | 0 | 0 | 0 | 0 | 0 | 0 | 0 | 0 | 2078 | 0 | 2078 | 0 | 0
61 | 2079 | 0 | 0 | 0.657 | 0 | 0 | 6.9114 | 0 | 0 | 6.9114 | 0 | 0 | 0 | 0 | 0 | 6.9114 | 99.1463 | 0 | 9000 | 9000 | 8759.2376 | 78.8331 | 2006.2805 | 71.9217 | 0 | 2067 | 5729.929 | 2067 | 3.6% | 5729.929 | 4502.0871 | 2079 | 0 | 2079 | 0 | 0 | 0 | 0 | 0 | 0 | 0 | 0 | 0 | 2079 | 0 | 2079 | 0 | 0
62 | 2080 | 0 | 0 | 0.657 | 0 | 0 | 7.1879 | 0 | 0 | 7.1879 | 0 | 0 | 0 | 0 | 0 | 7.1879 | 106.3341 | 0 | 9000 | 9000 | 9074.5701 | 81.6711 | 2087.9517 | 74.4833 | 0 | 2068 | 5936.2064 | 2068 | 3.6% | 5936.2064 | 4664.1622 | 2080 | 0 | 2080 | 0 | 0 | 0 | 0 | 0 | 0 | 0 | 0 | 0 | 2080 | 0 | 2080 | 0 | 0
63 | 2081 | 0 | 0 | 0.657 | 0 | 0 | 7.4754 | 0 | 0 | 7.4754 | 0 | 0 | 0 | 0 | 0 | 7.4754 | 113.8095 | 0 | 9000 | 9000 | 9401.2546 | 84.6113 | 2172.563 | 77.1359 | 0 | 2069 | 6149.9099 | 2069 | 3.6% | 6149.9099 | 4832.072 | 2081 | 0 | 2081 | 0 | 0 | 0 | 0 | 0 | 0 | 0 | 0 | 0 | 2081 | 0 | 2081 | 0 | 0
64 | 2082 | 0 | 0 | 0.657 | 0 | 0 | 7.7744 | 0 | 0 | 7.7744 | 0 | 0 | 0 | 0 | 0 | 7.7744 | 121.5839 | 0 | 9000 | 9000 | 9739.6998 | 87.6573 | 2260.2203 | 79.8829 | 0 | 2070 | 6371.3066 | 2070 | 3.6% | 6371.3066 | 5006.0266 | 2082 | 0 | 2082 | 0 | 0 | 0 | 0 | 0 | 0 | 0 | 0 | 0 | 2082 | 0 | 2082 | 0 | 0
65 | 2083 | 0 | 0 | 0.657 | 0 | 0 | 8.0854 | 0 | 0 | 8.0854 | 0 | 0 | 0 | 0 | 0 | 8.0854 | 129.6692 | 0 | 9000 | 9000 | 10090.329 | 90.813 | 2351.0332 | 82.7276 | 0 | 2071 | 6600.6737 | 2071 | 3.6% | 6600.6737 | 5186.2436 | 2083 | 0 | 2083 | 0 | 0 | 0 | 0 | 0 | 0 | 0 | 0 | 0 | 2083 | 0 | 2083 | 0 | 0
66 | 2084 | 0 | 0 | 0.657 | 0 | 0 | 8.4088 | 0 | 0 | 8.4088 | 0 | 0 | 0 | 0 | 0 | 8.4088 | 138.078 | 0 | 9000 | 9000 | 10453.5808 | 94.0822 | 2445.1154 | 85.6735 | 0 | 2072 | 6838.2979 | 2072 | 3.6% | 6838.2979 | 5372.9484 | 2084 | 0 | 2084 | 0 | 0 | 0 | 0 | 0 | 0 | 0 | 0 | 0 | 2084 | 0 | 2084 | 0 | 0
67 | 2085 | 0 | 0 | 0.657 | 0 | 0 | 8.7451 | 0 | 0 | 8.7451 | 0 | 0 | 0 | 0 | 0 | 8.7451 | 146.8231 | 0 | 9000 | 9000 | 10829.9098 | 97.4692 | 2542.5846 | 88.7241 | 0 | 2073 | 7084.4766 | 2073 | 3.6% | 7084.4766 | 5566.3745 | 2085 | 0 | 2085 | 0 | 0 | 0 | 0 | 0 | 0 | 0 | 0 | 0 | 2085 | 0 | 2085 | 0 | 0
68 | 2086 | 0 | 0 | 0.657 | 0 | 0 | 9.0949 | 0 | 0 | 9.0949 | 0 | 0 | 0 | 0 | 0 | 9.0949 | 155.918 | 0 | 9000 | 9000 | 11219.7865 | 100.9781 | 2643.5627 | 91.8832 | 0 | 2074 | 7339.5178 | 2074 | 3.6% | 7339.5178 | 5766.764 | 2086 | 0 | 2086 | 0 | 0 | 0 | 0 | 0 | 0 | 0 | 0 | 0 | 2086 | 0 | 2086 | 0 | 0
69 | 2087 | 0 | 0 | 0.657 | 0 | 0 | 9.4587 | 0 | 0 | 9.4587 | 0 | 0 | 0 | 0 | 0 | 9.4587 | 165.3768 | 0 | 9000 | 9000 | 11623.6988 | 104.6133 | 2748.176 | 95.1546 | 0 | 2075 | 7603.7404 | 2075 | 3.6% | 7603.7404 | 5974.3675 | 2087 | 0 | 2087 | 0 | 0 | 0 | 0 | 0 | 0 | 0 | 0 | 0 | 2087 | 0 | 2087 | 0 | 0
70 | 2088 | 0 | 0 | 0.657 | 0 | 0 | 9.8371 | 0 | 0 | 9.8371 | 0 | 0 | 0 | 0 | 0 | 9.8371 | 175.2138 | 0 | 9000 | 9000 | 12042.152 | 108.3794 | 2856.5554 | 98.5423 | 0 | 2076 | 7877.4751 | 2076 | 3.6% | 7877.4751 | 6189.4447 | 2088 | 0 | 2088 | 0 | 0 | 0 | 0 | 0 | 0 | 0 | 0 | 0 | 2088 | 0 | 2088 | 0 | 0
71 | 2089 | 0 | 0 | 0.657 | 0 | 0 | 10.2306 | 0 | 0 | 10.2306 | 0 | 0 | 0 | 0 | 0 | 10.2306 | 185.4444 | 0 | 9000 | 9000 | 12475.6695 | 112.281 | 2968.8364 | 102.0505 | 0 | 2077 | 8161.0642 | 2077 | 3.6% | 8161.0642 | 6412.2647 | 2089 | 0 | 2089 | 0 | 0 | 0 | 0 | 0 | 0 | 0 | 0 | 0 | 2089 | 0 | 2089 | 0 | 0
72 | 2090 | 0 | 0 | 0.657 | 0 | 0 | 10.6398 | 0 | 0 | 10.6398 | 0 | 0 | 0 | 0 | 0 | 10.6398 | 196.0842 | 0 | 9000 | 9000 | 12924.7936 | 116.3231 | 3085.1595 | 105.6834 | 0 | 2078 | 8454.8625 | 2078 | 3.6% | 8454.8625 | 6643.1063 | 2090 | 0 | 2090 | 0 | 0 | 0 | 0 | 0 | 0 | 0 | 0 | 0 | 2090 | 0 | 2090 | 0 | 0
73 | 2091 | 0 | 0 | 0.657 | 0 | 0 | 11.0654 | 0 | 0 | 11.0654 | 0 | 0 | 0 | 0 | 0 | 11.0654 | 207.1495 | 0 | 9000 | 9000 | 13390.0861 | 120.5108 | 3205.6703 | 109.4454 | 0 | 2079 | 8759.2376 | 2079 | 3.6% | 8759.2376 | 6882.2581 | 2091 | 0 | 2091 | 0 | 0 | 0 | 0 | 0 | 0 | 0 | 0 | 0 | 2091 | 0 | 2091 | 0 | 0
74 | 2092 | 0 | 0 | 0.657 | 0 | 0 | 11.508 | 0 | 0 | 11.508 | 0 | 0 | 0 | 0 | 0 | 11.508 | 218.6575 | 0 | 9000 | 9000 | 13872.1292 | 124.8492 | 3330.5195 | 113.3412 | 0 | 2080 | 9074.5701 | 2080 | 3.6% | 9074.5701 | 7130.0194 | 2092 | 0 | 2092 | 0 | 0 | 0 | 0 | 0 | 0 | 0 | 0 | 0 | 2092 | 0 | 2092 | 0 | 0
75 | 2093 | 0 | 0 | 0.657 | 0 | 0 | 11.9683 | 0 | 0 | 11.9683 | 0 | 0 | 0 | 0 | 0 | 11.9683 | 230.6258 | 0 | 9000 | 9000 | 14371.5259 | 129.3437 | 3459.8632 | 117.3754 | 0 | 2081 | 9401.2546 | 2081 | 3.6% | 9401.2546 | 7386.7001 | 2093 | 0 | 2093 | 0 | 0 | 0 | 0 | 0 | 0 | 0 | 0 | 0 | 2093 | 0 | 2093 | 0 | 0
76 | 2094 | 0 | 0 | 0.657 | 0 | 0 | 12.447 | 0 | 0 | 12.447 | 0 | 0 | 0 | 0 | 0 | 12.447 | 243.0728 | 0 | 9000 | 9000 | 14888.9008 | 134.0001 | 3593.8633 | 121.5531 | 0 | 2082 | 9739.6998 | 2082 | 3.6% | 9739.6998 | 7652.6213 | 2094 | 0 | 2094 | 0 | 0 | 0 | 0 | 0 | 0 | 0 | 0 | 0 | 2094 | 0 | 2094 | 0 | 0
77 | 2095 | 0 | 0 | 0.657 | 0 | 0 | 12.9449 | 0 | 0 | 12.9449 | 0 | 0 | 0 | 0 | 0 | 12.9449 | 256.0178 | 0 | 9000 | 9000 | 15424.9012 | 138.8241 | 3732.6874 | 125.8792 | 0 | 2083 | 10090.329 | 2083 | 3.6% | 10090.329 | 7928.1156 | 2095 | 0 | 2095 | 0 | 0 | 0 | 0 | 0 | 0 | 0 | 0 | 0 | 2095 | 0 | 2095 | 0 | 0
78 | 2096 | 0 | 0 | 0.657 | 0 | 0 | 13.4627 | 0 | 0 | 13.4627 | 0 | 0 | 0 | 0 | 0 | 13.4627 | 269.4805 | 0 | 9000 | 9000 | 15980.1977 | 143.8218 | 3876.5092 | 130.3591 | 0 | 2084 | 10453.5808 | 2084 | 3.6% | 10453.5808 | 8213.5278 | 2096 | 0 | 2096 | 0 | 0 | 0 | 0 | 0 | 0 | 0 | 0 | 0 | 2096 | 0 | 2096 | 0 | 0
79 | 2097 | 0 | 0 | 0.657 | 0 | 0 | 14.0012 | 0 | 0 | 14.0012 | 0 | 0 | 0 | 0 | 0 | 14.0012 | 283.4817 | 0 | 9000 | 9000 | 16555.4848 | 148.9994 | 4025.5086 | 134.9981 | 0 | 2085 | 10829.9098 | 2085 | 3.6% | 10829.9098 | 8509.2148 | 2097 | 0 | 2097 | 0 | 0 | 0 | 0 | 0 | 0 | 0 | 0 | 0 | 2097 | 0 | 2097 | 0 | 0
80 | 2098 | 0 | 0 | 0.657 | 0 | 0 | 14.5613 | 0 | 0 | 14.5613 | 0 | 0 | 0 | 0 | 0 | 14.5613 | 298.0429 | 0 | 9000 | 9000 | 17151.4822 | 154.3633 | 4179.8719 | 139.8021 | 0 | 2086 | 11219.7865 | 2086 | 3.6% | 11219.7865 | 8815.5465 | 2098 | 0 | 2098 | 0 | 0 | 0 | 0 | 0 | 0 | 0 | 0 | 0 | 2098 | 0 | 2098 | 0 | 0
81 | 2099 | 0 | 0 | 0.657 | 0 | 0 | 15.1437 | 0 | 0 | 15.1437 | 0 | 0 | 0 | 0 | 0 | 15.1437 | 313.1867 | 0 | 9000 | 9000 | 17768.9356 | 159.9204 | 4339.7923 | 144.7767 | 0 | 2087 | 11623.6988 | 2087 | 3.6% | 11623.6988 | 9132.9062 | 2099 | 0 | 2099 | 0 | 0 | 0 | 0 | 0 | 0 | 0 | 0 | 0 | 2099 | 0 | 2099 | 0 | 0
82 | 2100 | 0 | 0 | 0.657 | 0 | 0 | 15.7495 | 0 | 0 | 15.7495 | 0 | 0 | 0 | 0 | 0 | 15.7495 | 328.9361 | 0 | 9000 | 9000 | 18408.6173 | 165.6776 | 4505.4699 | 149.9281 | 0 | 2088 | 12042.152 | 2088 | 3.6% | 12042.152 | 9461.6908 | 2100 | 0 | 2100 | 0 | 0 | 0 | 0 | 0 | 0 | 0 | 0 | 0 | 2100 | 0 | 2100 | 0 | 0
83 | 2101 | 0 | 0 | 0.657 | 0 | 0 | 16.3794 | 0 | 0 | 16.3794 | 0 | 0 | 0 | 0 | 0 | 16.3794 | 345.3156 | 0 | 9000 | 9000 | 19071.3275 | 171.6419 | 4677.1118 | 155.2625 | 0 | 2089 | 12475.6695 | 2089 | 3.6% | 12475.6695 | 9802.3117 | 2101 | 0 | 2101 | 0 | 0 | 0 | 0 | 0 | 0 | 0 | 0 | 0 | 2101 | 0 | 2101 | 0 | 0
84 | 2102 | 0 | 0 | 0.657 | 0 | 0 | 17.0346 | 0 | 0 | 17.0346 | 0 | 0 | 0 | 0 | 0 | 17.0346 | 362.3502 | 0 | 9000 | 9000 | 19757.8953 | 177.8211 | 4854.9329 | 160.7864 | 0 | 2090 | 12924.7936 | 2090 | 3.6% | 12924.7936 | 10155.1949 | 2102 | 0 | 2102 | 0 | 0 | 0 | 0 | 0 | 0 | 0 | 0 | 0 | 2102 | 0 | 2102 | 0 | 0
85 | 2103 | 0 | 0 | 0.657 | 0 | 0 | 17.716 | 0 | 0 | 17.716 | 0 | 0 | 0 | 0 | 0 | 17.716 | 380.0662 | 0 | 9000 | 9000 | 20469.1795 | 184.2226 | 5039.1555 | 166.5066 | 0 | 2091 | 13390.0861 | 2091 | 3.6% | 13390.0861 | 10520.782 | 2103 | 0 | 2103 | 0 | 0 | 0 | 0 | 0 | 0 | 0 | 0 | 0 | 2103 | 0 | 2103 | 0 | 0
86 | 2104 | 0 | 0 | 0.657 | 0 | 0 | 18.4246 | 0 | 0 | 18.4246 | 0 | 0 | 0 | 0 | 0 | 18.4246 | 398.4909 | 0 | 9000 | 9000 | 21206.07 | 190.8546 | 5230.0101 | 172.43 | 0 | 2092 | 13872.1292 | 2092 | 3.6% | 13872.1292 | 10899.5301 | 2104 | 0 | 2104 | 0 | 0 | 0 | 0 | 0 | 0 | 0 | 0 | 0 | 2104 | 0 | 2104 | 0 | 0
[15 empty] | Total NPV | 8.9709 |  |  |  |  | Total NPV | 692.5633 | IRR | 0% | 2019 | 2093 | 14371.5259 | 2093 | 3.6% | 14371.5259 | 11291.9132
1 - If LRP Subsidies are applicable, an Increase in supplies occuring after 2125 will require a modification to the current analysis. | [25 empty] | 2094 | 14888.9008 | 2094 | 3.6% | 14888.9008 | 11698.4221
[26 empty] | 2095 | 15424.9012 | 2095 | 3.6% | 15424.9012 | 12119.5653
[26 empty] | 2096 | 15980.1977 | 2096 | 3.6% | 15980.1977 | 12555.8696
[26 empty] | 2097 | 16555.4848 | 2097 | 3.6% | 16555.4848 | 13007.8809
[26 empty] | 2098 | 17151.4822 | 2098 | 3.6% | 17151.4822 | 13476.1646
[26 empty] | 2099 | 17768.9356 | 2099 | 3.6% | 17768.9356 | 13961.3066
[26 empty] | 2100 | 18408.6173 | 2100 | 3.6% | 18408.6173 | 14463.9136
Note on F10: J. Almaraz: It is assumed that anything in $Year, or prior, are actual costs with no escalation required.
Note on L10: J. Almaraz: It is assumed that anything in $Year, or prior, will be treated as cash and not financed.
Note on AS10: J. Almaraz: Only Column with equivalent Borrowing term to Cell N4 is correct
Note on AL14: Jaime Almaraz: Rate Effective 1/2009 Rate Change on 9/1/2009 to 2010 Values
Note on AL20: Jaime Almaraz: Rates approved by the MWD board in April 2014 for 2015 and 2016.

## DWM
Projected Costs and Revenues for Dynamic Water Management
Scenario Assumptions
|  |  | Net Present Value (NPV) |  | Cost Escalation Rate |  |  | Financing |  |  | LRP Incentive |  |  | Avoided MWD Cost |  | Pumping Cost
| Year of Cost Projection | Project Starting Year | NPV Year | Discount Rate | Capital | O&M | Pumping | % of Capital Financed | Term (Years) | Borrowing Rate | Incentive Qualifying | Incentive ($/Acre-Ft) | Payment Option (Years) | MWD Tier 1 Water Rate | Long Term Rate Increase | Applicable ? | Pumping Cost ($/acre-ft) | Max GW Available (acre-ft/year) | Pumping Start Year
| 2019 | 2019 | 2019 | 0.04 | 0.022 | 0.03 | 0.04 | 0.65 | 30 | 0.05 | Yes | 475 | 15 | Treated | 0.036 | Yes | 73 | 9000 | 2018
CHANGE THESE VALUES ONLY ON 'NPV SUMMARY' SHEET
ONLY CHANGE WATER RATES IN 'Rates' SHEET. CHANGES WILL BE REFLECTED HERE.
Base
|  | Projected Annual Cost 2019 Dollar Year ($Million) |  |  | Projected Annual Cost Escalated Values ($Million) |  |  | Projected Annual Cost with Financing ($Million; NPV=$8.971) | [9 empty] | Avoided MWD Purchase ($Million; NPV=$692.563) | [5 empty] | LADWP Rate of Return |  | Rate Used in Analysis |  | MWD Water Rates |  |  |  | Financing Costs used in Analysis |  | Financing Costs (Note- only correct column is one with Cell J5 Borrowing Term) | [9 empty] | LRP Incentive used in Analysis |  | LRP Subsidy
No. | FYE | Capital | O&M | Pumping | Escalated Capital | Escalated O&M | Escalated Pumping | CASH Capital | CASH O&M | CASH Pumping | Financed Capital | Annual Payment | Financing Costs | Annual LRP Subsidy | Total LRP Subsidy | Total Cost | Cumulative Cost ($Million) | Water Demand (Acre-Ft) | Pumped Water (Acre-Ft) | 1Avoided Purchase (Acre-Ft) | MWD Water Rate ($/Acre-Ft) | Avoided Cost ($Million) | Cumulative Cost ($Million) | Net Cash Flow | Payback Year | Year | Tier 1 Treated ($/Acre-Ft) | Year | Rate Increase Projection | Tier 1 - Treated ($/Acre-Ft) | Tier 1 - Untreated ($/Acre-Ft) | Year | 30 Year Borrowing Term | Year | 5 Year Borrowing Term | 10 Year Borrowing Term | 15 Year Borrowing Term | 18 Year Borrowing Term | 20 Year Borrowing Term | 25 Year Borrowing Term | 30 Year Borrowing Term | 35 Year Borrowing Term | 40 Year Borrowing Term | Year | 15 Year Term | Year | 15 Year Term | 25 Year Term
0
1 | 2019 | 0 | 0 | 0.657 | 0 | 0 | 0.657 | 0 | 0 | 0.657 | 0 | 0 | 0 | 4.275 | 0 | 0.657 | 0.657 | 0 | 9000 | 9000 | 1053 | 9.477 | 9.477 | 8.82 | 2019 | 2007 | 478 | 2007 | - | 478 | 331 | 2019 | 0 | 2019 | 0 | 0 | 0 | 0 | 0 | 0 | 0 | 0 | 0 | 2019 | 0 | 2019 | 0 | 0
2 | 2020 | 0 | 0 | 0.657 | 0 | 0 | 0.68328 | 0 | 0 | 0.68328 | 0 | 0 | 0 | 0 | 4.275 | -3.5917 | -2.9347 | 0 | 9000 | 9000 | 1092 | 9.828 | 19.305 | 13.4197 | 0 | 2008 | 508 | 2008 | - | 508 | 351 | 2020 | 0 | 2020 | 0 | 0 | 0 | 0 | 0 | 0 | 0 | 0 | 0 | 2020 | 4.275 | 2020 | 4.275 | 4.275
3 | 2021 | 0 | 0 | 0.657 | 0 | 0 | 0.71061 | 0 | 0 | 0.71061 | 0 | 0 | 0 | 0 | 4.275 | -3.5644 | -6.4991 | 0 | 9000 | 9000 | 1123 | 10.107 | 29.412 | 13.6714 | 0 | 2009 | 579 | 2009 | - | 579 | 412 | 2021 | 0 | 2021 | 0 | 0 | 0 | 0 | 0 | 0 | 0 | 0 | 0 | 2021 | 4.275 | 2021 | 4.275 | 4.275
4 | 2022 | 0 | 0 | 0.657 | 0 | 0 | 0.73904 | 0 | 0 | 0.73904 | 0 | 0 | 0 | 0 | 4.275 | -3.536 | -10.0351 | 0 | 9000 | 9000 | 1164 | 10.476 | 39.888 | 14.012 | 0 | 2010 | 701 | 2010 | - | 701 | 484 | 2022 | 0 | 2022 | 0 | 0 | 0 | 0 | 0 | 0 | 0 | 0 | 0 | 2022 | 4.275 | 2022 | 4.275 | 4.275
5 | 2023 | 0 | 0 | 0.657 | 0 | 0 | 0.7686 | 0 | 0 | 0.7686 | 0 | 0 | 0 | 0 | 4.275 | -3.5064 | -13.5415 | 0 | 9000 | 9000 | 1205 | 10.845 | 50.733 | 14.3514 | 0 | 2011 | 744 | 2011 | - | 744 | 527 | 2023 | 0 | 2023 | 0 | 0 | 0 | 0 | 0 | 0 | 0 | 0 | 0 | 2023 | 4.275 | 2023 | 4.275 | 4.275
6 | 2024 | 0 | 0 | 0.657 | 0 | 0 | 0.79934 | 0 | 0 | 0.79934 | 0 | 0 | 0 | 0 | 4.275 | -3.4757 | -17.0171 | 0 | 9000 | 9000 | 1249 | 11.241 | 61.974 | 14.7167 | 0 | 2012 | 794 | 2012 | - | 794 | 560 | 2024 | 0 | 2024 | 0 | 0 | 0 | 0 | 0 | 0 | 0 | 0 | 0 | 2024 | 4.275 | 2024 | 4.275 | 4.275
7 | 2025 | 0 | 0 | 0.657 | 0 | 0 | 0.83131 | 0 | 0 | 0.83131 | 0 | 0 | 0 | 0 | 4.275 | -3.4437 | -20.4608 | 0 | 9000 | 9000 | 1296 | 11.664 | 73.638 | 15.1077 | 0 | 2013 | 847 | 2013 | - | 847 | 593 | 2025 | 0 | 2025 | 0 | 0 | 0 | 0 | 0 | 0 | 0 | 0 | 0 | 2025 | 4.275 | 2025 | 4.275 | 4.275
8 | 2026 | 0 | 0 | 0.657 | 0 | 0 | 0.86457 | 0 | 0 | 0.86457 | 0 | 0 | 0 | 0 | 4.275 | -3.4104 | -23.8713 | 0 | 9000 | 9000 | 1344 | 12.096 | 85.734 | 15.5064 | 0 | 2014 | 890 | 2014 | - | 890 | 593 | 2026 | 0 | 2026 | 0 | 0 | 0 | 0 | 0 | 0 | 0 | 0 | 0 | 2026 | 4.275 | 2026 | 4.275 | 4.275
9 | 2027 | 0 | 0 | 0.657 | 0 | 0 | 0.89915 | 0 | 0 | 0.89915 | 0 | 0 | 0 | 0 | 4.275 | -3.3759 | -27.2471 | 0 | 9000 | 9000 | 1392.384 | 12.5315 | 98.2655 | 15.9073 | 0 | 2015 | 923 | 2015 | - | 923 | 582 | 2027 | 0 | 2027 | 0 | 0 | 0 | 0 | 0 | 0 | 0 | 0 | 0 | 2027 | 4.275 | 2027 | 4.275 | 4.275
10 | 2028 | 0 | 0 | 0.657 | 0 | 0 | 0.93512 | 0 | 0 | 0.93512 | 0 | 0 | 0 | 0 | 4.275 | -3.3399 | -30.587 | 0 | 9000 | 9000 | 1442.5098 | 12.9826 | 111.248 | 16.3225 | 0 | 2016 | 942 | 2016 | - | 942 | 594 | 2028 | 0 | 2028 | 0 | 0 | 0 | 0 | 0 | 0 | 0 | 0 | 0 | 2028 | 4.275 | 2028 | 4.275 | 4.275
11 | 2029 | 0 | 0 | 0.657 | 0 | 0 | 0.97252 | 0 | 0 | 0.97252 | 0 | 0 | 0 | 0 | 4.275 | -3.3025 | -33.8895 | 0 | 9000 | 9000 | 1494.4402 | 13.45 | 124.698 | 16.7524 | 0 | 2017 | 979 | 2017 | 0 | 979 | 666 | 2029 | 0 | 2029 | 0 | 0 | 0 | 0 | 0 | 0 | 0 | 0 | 0 | 2029 | 4.275 | 2029 | 4.275 | 4.275
12 | 2030 | 0 | 0 | 0.657 | 0 | 0 | 1.0114 | 0 | 0 | 1.0114 | 0 | 0 | 0 | 0 | 4.275 | -3.2636 | -37.153 | 0 | 9000 | 9000 | 1548.24 | 13.9342 | 138.6322 | 17.1977 | 0 | 2018 | 1015 | 2018 | 0 | 1015 | 695 | 2030 | 0 | 2030 | 0 | 0 | 0 | 0 | 0 | 0 | 0 | 0 | 0 | 2030 | 4.275 | 2030 | 4.275 | 4.275
13 | 2031 | 0 | 0 | 0.657 | 0 | 0 | 1.0519 | 0 | 0 | 1.0519 | 0 | 0 | 0 | 0 | 4.275 | -3.2231 | -40.3762 | 0 | 9000 | 9000 | 1603.9767 | 14.4358 | 153.068 | 17.6589 | 0 | 2019 | 1053 | 2019 | 0 | 1053 | 738 | 2031 | 0 | 2031 | 0 | 0 | 0 | 0 | 0 | 0 | 0 | 0 | 0 | 2031 | 4.275 | 2031 | 4.275 | 4.275
14 | 2032 | 0 | 0 | 0.657 | 0 | 0 | 1.094 | 0 | 0 | 1.094 | 0 | 0 | 0 | 0 | 4.275 | -3.181 | -43.5572 | 0 | 9000 | 9000 | 1661.7198 | 14.9555 | 168.0234 | 18.1365 | 0 | 2020 | 1092 | 2020 | 0 | 1092 | 783 | 2032 | 0 | 2032 | 0 | 0 | 0 | 0 | 0 | 0 | 0 | 0 | 0 | 2032 | 4.275 | 2032 | 4.275 | 4.275
15 | 2033 | 0 | 0 | 0.657 | 0 | 0 | 1.1377 | 0 | 0 | 1.1377 | 0 | 0 | 0 | 0 | 4.275 | -3.1373 | -46.6945 | 0 | 9000 | 9000 | 1721.5417 | 15.4939 | 183.5173 | 18.6312 | 0 | 2021 | 1123 | 2021 | 0 | 1123 | 835 | 2033 | 0 | 2033 | 0 | 0 | 0 | 0 | 0 | 0 | 0 | 0 | 0 | 2033 | 4.275 | 2033 | 4.275 | 4.275
16 | 2034 | 0 | 0 | 0.657 | 0 | 0 | 1.1832 | 0 | 0 | 1.1832 | 0 | 0 | 0 | 0 | 4.275 | -3.0918 | -49.7863 | 0 | 9000 | 9000 | 1783.5172 | 16.0517 | 199.569 | 19.1434 | 0 | 2022 | 1164 | 2022 | 0 | 1164 | 876 | 2034 | 0 | 2034 | 0 | 0 | 0 | 0 | 0 | 0 | 0 | 0 | 0 | 2034 | 4.275 | 2034 | 4.275 | 4.275
17 | 2035 | 0 | 0 | 0.657 | 0 | 0 | 1.2305 | 0 | 0 | 1.2305 | 0 | 0 | 0 | 0 | 0 | 1.2305 | -48.5557 | 0 | 9000 | 9000 | 1847.7239 | 16.6295 | 216.1985 | 15.399 | 0 | 2023 | 1205 | 2023 | 0 | 1205 | 917 | 2035 | 0 | 2035 | 0 | 0 | 0 | 0 | 0 | 0 | 0 | 0 | 0 | 2035 | 0 | 2035 | 0 | 4.275
18 | 2036 | 0 | 0 | 0.657 | 0 | 0 | 1.2798 | 0 | 0 | 1.2798 | 0 | 0 | 0 | 0 | 0 | 1.2798 | -47.276 | 0 | 9000 | 9000 | 1914.2419 | 17.2282 | 233.4267 | 15.9484 | 0 | 2024 | 1249 | 2024 | 0 | 1249 | 961 | 2036 | 0 | 2036 | 0 | 0 | 0 | 0 | 0 | 0 | 0 | 0 | 0 | 2036 | 0 | 2036 | 0 | 4.275
19 | 2037 | 0 | 0 | 0.657 | 0 | 0 | 1.331 | 0 | 0 | 1.331 | 0 | 0 | 0 | 0 | 0 | 1.331 | -45.945 | 0 | 9000 | 9000 | 1983.1546 | 17.8484 | 251.275 | 16.5174 | 0 | 2025 | 1296 | 2025 | 0 | 1296 | 1008 | 2037 | 0 | 2037 | 0 | 0 | 0 | 0 | 0 | 0 | 0 | 0 | 0 | 2037 | 0 | 2037 | 0 | 4.275
20 | 2038 | 0 | 0 | 0.657 | 0 | 0 | 1.3842 | 0 | 0 | 1.3842 | 0 | 0 | 0 | 0 | 0 | 1.3842 | -44.5608 | 0 | 9000 | 9000 | 2054.5482 | 18.4909 | 269.766 | 17.1067 | 0 | 2026 | 1344 | 2026 | 0 | 1344 | 1056 | 2038 | 0 | 2038 | 0 | 0 | 0 | 0 | 0 | 0 | 0 | 0 | 0 | 2038 | 0 | 2038 | 0 | 4.275
21 | 2039 | 0 | 0 | 0.657 | 0 | 0 | 1.4396 | 0 | 0 | 1.4396 | 0 | 0 | 0 | 0 | 0 | 1.4396 | -43.1212 | 0 | 9000 | 9000 | 2128.5119 | 19.1566 | 288.9226 | 17.717 | 0 | 2027 | 1392.384 | 2027 | 3.6% | 1392.384 | 1094.016 | 2039 | 0 | 2039 | 0 | 0 | 0 | 0 | 0 | 0 | 0 | 0 | 0 | 2039 | 0 | 2039 | 0 | 4.275
22 | 2040 | 0 | 0 | 0.657 | 0 | 0 | 1.4972 | 0 | 0 | 1.4972 | 0 | 0 | 0 | 0 | 0 | 1.4972 | -41.6241 | 0 | 9000 | 9000 | 2205.1384 | 19.8462 | 308.7688 | 18.3491 | 0 | 2028 | 1442.5098 | 2028 | 3.6% | 1442.5098 | 1133.4006 | 2040 | 0 | 2040 | 0 | 0 | 0 | 0 | 0 | 0 | 0 | 0 | 0 | 2040 | 0 | 2040 | 0 | 4.275
23 | 2041 | 0 | 0 | 0.657 | 0 | 0 | 1.557 | 0 | 0 | 1.557 | 0 | 0 | 0 | 0 | 0 | 1.557 | -40.067 | 0 | 9000 | 9000 | 2284.5233 | 20.5607 | 329.3295 | 19.0037 | 0 | 2029 | 1494.4402 | 2029 | 3.6% | 1494.4402 | 1174.203 | 2041 | 0 | 2041 | 0 | 0 | 0 | 0 | 0 | 0 | 0 | 0 | 0 | 2041 | 0 | 2041 | 0 | 4.275
24 | 2042 | 0 | 0 | 0.657 | 0 | 0 | 1.6193 | 0 | 0 | 1.6193 | 0 | 0 | 0 | 0 | 0 | 1.6193 | -38.4477 | 0 | 9000 | 9000 | 2366.7662 | 21.3009 | 350.6304 | 19.6816 | 0 | 2030 | 1548.24 | 2030 | 3.6% | 1548.24 | 1216.4743 | 2042 | 0 | 2042 | 0 | 0 | 0 | 0 | 0 | 0 | 0 | 0 | 0 | 2042 | 0 | 2042 | 0 | 4.275
25 | 2043 | 0 | 0 | 0.657 | 0 | 0 | 1.6841 | 0 | 0 | 1.6841 | 0 | 0 | 0 | 0 | 0 | 1.6841 | -36.7636 | 0 | 9000 | 9000 | 2451.9698 | 22.0677 | 372.6982 | 20.3836 | 0 | 2031 | 1603.9767 | 2031 | 3.6% | 1603.9767 | 1260.2674 | 2043 | 0 | 2043 | 0 | 0 | 0 | 0 | 0 | 0 | 0 | 0 | 0 | 2043 | 0 | 2043 | 0 | 4.275
26 | 2044 | 0 | 0 | 0.657 | 0 | 0 | 1.7515 | 0 | 0 | 1.7515 | 0 | 0 | 0 | 0 | 0 | 1.7515 | -35.0122 | 0 | 9000 | 9000 | 2540.2407 | 22.8622 | 395.5603 | 21.1107 | 0 | 2032 | 1661.7198 | 2032 | 3.6% | 1661.7198 | 1305.637 | 2044 | 0 | 2044 | 0 | 0 | 0 | 0 | 0 | 0 | 0 | 0 | 0 | 2044 | 0 | 2044 | 0 | 4.275
27 | 2045 | 0 | 0 | 0.657 | 0 | 0 | 1.8215 | 0 | 0 | 1.8215 | 0 | 0 | 0 | 0 | 0 | 1.8215 | -33.1907 | 0 | 9000 | 9000 | 2631.6893 | 23.6852 | 419.2455 | 21.8637 | 0 | 2033 | 1721.5417 | 2033 | 3.6% | 1721.5417 | 1352.6399 | 2045 | 0 | 2045 | 0 | 0 | 0 | 0 | 0 | 0 | 0 | 0 | 0 | 2045 | 0 | 2045 | 0 | 0
28 | 2046 | 0 | 0 | 0.657 | 0 | 0 | 1.8944 | 0 | 0 | 1.8944 | 0 | 0 | 0 | 0 | 0 | 1.8944 | -31.2963 | 0 | 9000 | 9000 | 2726.4302 | 24.5379 | 443.7834 | 22.6435 | 0 | 2034 | 1783.5172 | 2034 | 3.6% | 1783.5172 | 1401.335 | 2046 | 0 | 2046 | 0 | 0 | 0 | 0 | 0 | 0 | 0 | 0 | 0 | 2046 | 0 | 2046 | 0 | 0
29 | 2047 | 0 | 0 | 0.657 | 0 | 0 | 1.9701 | 0 | 0 | 1.9701 | 0 | 0 | 0 | 0 | 0 | 1.9701 | -29.3261 | 0 | 9000 | 9000 | 2824.5816 | 25.4212 | 469.2046 | 23.4511 | 0 | 2035 | 1847.7239 | 2035 | 3.6% | 1847.7239 | 1451.783 | 2047 | 0 | 2047 | 0 | 0 | 0 | 0 | 0 | 0 | 0 | 0 | 0 | 2047 | 0 | 2047 | 0 | 0
30 | 2048 | 0 | 0 | 0.657 | 0 | 0 | 2.049 | 0 | 0 | 2.049 | 0 | 0 | 0 | 0 | 0 | 2.049 | -27.2772 | 0 | 9000 | 9000 | 2926.2666 | 26.3364 | 495.541 | 24.2874 | 0 | 2036 | 1914.2419 | 2036 | 3.6% | 1914.2419 | 1504.0472 | 2048 | 0 | 2048 | 0 | 0 | 0 | 0 | 0 | 0 | 0 | 0 | 0 | 2048 | 0 | 2048 | 0 | 0
31 | 2049 | 0 | 0 | 0.657 | 0 | 0 | 2.1309 | 0 | 0 | 2.1309 | 0 | 0 | 0 | 0 | 0 | 2.1309 | -25.1463 | 0 | 9000 | 9000 | 3031.6122 | 27.2845 | 522.8256 | 25.1536 | 0 | 2037 | 1983.1546 | 2037 | 3.6% | 1983.1546 | 1558.1929 | 2049 | 0 | 2049 | 0 | 0 | 0 | 0 | 0 | 0 | 0 | 0 | 0 | 2049 | 0 | 2049 | 0 | 0
32 | 2050 | 0 | 0 | 0.657 | 0 | 0 | 2.2161 | 0 | 0 | 2.2161 | 0 | 0 | 0 | 0 | 0 | 2.2161 | -22.9301 | 0 | 9000 | 9000 | 3140.7502 | 28.2668 | 551.0923 | 26.0506 | 0 | 2038 | 2054.5482 | 2038 | 3.6% | 2054.5482 | 1614.2879 | 2050 | 0 | 2050 | 0 | 0 | 0 | 0 | 0 | 0 | 0 | 0 | 0 | 2050 | 0 | 2050 | 0 | 0
33 | 2051 | 0 | 0 | 0.657 | 0 | 0 | 2.3048 | 0 | 0 | 2.3048 | 0 | 0 | 0 | 0 | 0 | 2.3048 | -20.6253 | 0 | 9000 | 9000 | 3253.8172 | 29.2844 | 580.3767 | 26.9796 | 0 | 2039 | 2128.5119 | 2039 | 3.6% | 2128.5119 | 1672.4022 | 2051 | 0 | 2051 | 0 | 0 | 0 | 0 | 0 | 0 | 0 | 0 | 0 | 2051 | 0 | 2051 | 0 | 0
34 | 2052 | 0 | 0 | 0.657 | 0 | 0 | 2.397 | 0 | 0 | 2.397 | 0 | 0 | 0 | 0 | 0 | 2.397 | -18.2284 | 0 | 9000 | 9000 | 3370.9546 | 30.3386 | 610.7153 | 27.9416 | 0 | 2040 | 2205.1384 | 2040 | 3.6% | 2205.1384 | 1732.6087 | 2052 | 0 | 2052 | 0 | 0 | 0 | 0 | 0 | 0 | 0 | 0 | 0 | 2052 | 0 | 2052 | 0 | 0
35 | 2053 | 0 | 0 | 0.657 | 0 | 0 | 2.4929 | 0 | 0 | 2.4929 | 0 | 0 | 0 | 0 | 0 | 2.4929 | -15.7355 | 0 | 9000 | 9000 | 3492.309 | 31.4308 | 642.146 | 28.9379 | 0 | 2041 | 2284.5233 | 2041 | 3.6% | 2284.5233 | 1794.9826 | 2053 | 0 | 2053 | 0 | 0 | 0 | 0 | 0 | 0 | 0 | 0 | 0 | 2053 | 0 | 2053 | 0 | 0
36 | 2054 | 0 | 0 | 0.657 | 0 | 0 | 2.5926 | 0 | 0 | 2.5926 | 0 | 0 | 0 | 0 | 0 | 2.5926 | -13.1429 | 0 | 9000 | 9000 | 3618.0321 | 32.5623 | 674.7083 | 29.9697 | 0 | 2042 | 2366.7662 | 2042 | 3.6% | 2366.7662 | 1859.602 | 2054 | 0 | 2054 | 0 | 0 | 0 | 0 | 0 | 0 | 0 | 0 | 0 | 2054 | 0 | 2054 | 0 | 0
37 | 2055 | 0 | 0 | 0.657 | 0 | 0 | 2.6963 | 0 | 0 | 2.6963 | 0 | 0 | 0 | 0 | 0 | 2.6963 | -10.4466 | 0 | 9000 | 9000 | 3748.2813 | 33.7345 | 708.4429 | 31.0382 | 0 | 2043 | 2451.9698 | 2043 | 3.6% | 2451.9698 | 1926.5477 | 2055 | 0 | 2055 | 0 | 0 | 0 | 0 | 0 | 0 | 0 | 0 | 0 | 2055 | 0 | 2055 | 0 | 0
38 | 2056 | 0 | 0 | 0.657 | 0 | 0 | 2.8041 | 0 | 0 | 2.8041 | 0 | 0 | 0 | 0 | 0 | 2.8041 | -7.6425 | 0 | 9000 | 9000 | 3883.2194 | 34.949 | 743.3918 | 32.1448 | 0 | 2044 | 2540.2407 | 2044 | 3.6% | 2540.2407 | 1995.9034 | 2056 | 0 | 2056 | 0 | 0 | 0 | 0 | 0 | 0 | 0 | 0 | 0 | 2056 | 0 | 2056 | 0 | 0
39 | 2057 | 0 | 0 | 0.657 | 0 | 0 | 2.9163 | 0 | 0 | 2.9163 | 0 | 0 | 0 | 0 | 0 | 2.9163 | -4.7262 | 0 | 9000 | 9000 | 4023.0153 | 36.2071 | 779.599 | 33.2908 | 0 | 2045 | 2631.6893 | 2045 | 3.6% | 2631.6893 | 2067.7559 | 2057 | 0 | 2057 | 0 | 0 | 0 | 0 | 0 | 0 | 0 | 0 | 0 | 2057 | 0 | 2057 | 0 | 0
40 | 2058 | 0 | 0 | 0.657 | 0 | 0 | 3.033 | 0 | 0 | 3.033 | 0 | 0 | 0 | 0 | 0 | 3.033 | -1.6932 | 0 | 9000 | 9000 | 4167.8439 | 37.5106 | 817.1096 | 34.4776 | 0 | 2046 | 2726.4302 | 2046 | 3.6% | 2726.4302 | 2142.1951 | 2058 | 0 | 2058 | 0 | 0 | 0 | 0 | 0 | 0 | 0 | 0 | 0 | 2058 | 0 | 2058 | 0 | 0
41 | 2059 | 0 | 0 | 0.657 | 0 | 0 | 3.1543 | 0 | 0 | 3.1543 | 0 | 0 | 0 | 0 | 0 | 3.1543 | 1.461 | 0 | 9000 | 9000 | 4317.8863 | 38.861 | 855.9705 | 35.7067 | 0 | 2047 | 2824.5816 | 2047 | 3.6% | 2824.5816 | 2219.3141 | 2059 | 0 | 2059 | 0 | 0 | 0 | 0 | 0 | 0 | 0 | 0 | 0 | 2059 | 0 | 2059 | 0 | 0
42 | 2060 | 0 | 0 | 0.657 | 0 | 0 | 3.2804 | 0 | 0 | 3.2804 | 0 | 0 | 0 | 0 | 0 | 3.2804 | 4.7415 | 0 | 9000 | 9000 | 4473.3302 | 40.26 | 896.2305 | 36.9795 | 0 | 2048 | 2926.2666 | 2048 | 3.6% | 2926.2666 | 2299.2095 | 2060 | 0 | 2060 | 0 | 0 | 0 | 0 | 0 | 0 | 0 | 0 | 0 | 2060 | 0 | 2060 | 0 | 0
43 | 2061 | 0 | 0 | 0.657 | 0 | 0 | 3.4117 | 0 | 0 | 3.4117 | 0 | 0 | 0 | 0 | 0 | 3.4117 | 8.1531 | 0 | 9000 | 9000 | 4634.37 | 41.7093 | 937.9398 | 38.2977 | 0 | 2049 | 3031.6122 | 2049 | 3.6% | 3031.6122 | 2381.981 | 2061 | 0 | 2061 | 0 | 0 | 0 | 0 | 0 | 0 | 0 | 0 | 0 | 2061 | 0 | 2061 | 0 | 0
44 | 2062 | 0 | 0 | 0.657 | 0 | 0 | 3.5481 | 0 | 0 | 3.5481 | 0 | 0 | 0 | 0 | 0 | 3.5481 | 11.7013 | 0 | 9000 | 9000 | 4801.2074 | 43.2109 | 981.1507 | 39.6627 | 0 | 2050 | 3140.7502 | 2050 | 3.6% | 3140.7502 | 2467.7323 | 2062 | 0 | 2062 | 0 | 0 | 0 | 0 | 0 | 0 | 0 | 0 | 0 | 2062 | 0 | 2062 | 0 | 0
45 | 2063 | 0 | 0 | 0.657 | 0 | 0 | 3.6901 | 0 | 0 | 3.6901 | 0 | 0 | 0 | 0 | 0 | 3.6901 | 15.3913 | 0 | 9000 | 9000 | 4974.0508 | 44.7665 | 1025.9172 | 41.0764 | 0 | 2051 | 3253.8172 | 2051 | 3.6% | 3253.8172 | 2556.5707 | 2063 | 0 | 2063 | 0 | 0 | 0 | 0 | 0 | 0 | 0 | 0 | 0 | 2063 | 0 | 2063 | 0 | 0
46 | 2064 | 0 | 0 | 0.657 | 0 | 0 | 3.8377 | 0 | 0 | 3.8377 | 0 | 0 | 0 | 0 | 0 | 3.8377 | 19.229 | 0 | 9000 | 9000 | 5153.1167 | 46.378 | 1072.2952 | 42.5404 | 0 | 2052 | 3370.9546 | 2052 | 3.6% | 3370.9546 | 2648.6072 | 2064 | 0 | 2064 | 0 | 0 | 0 | 0 | 0 | 0 | 0 | 0 | 0 | 2064 | 0 | 2064 | 0 | 0
47 | 2065 | 0 | 0 | 0.657 | 0 | 0 | 3.9912 | 0 | 0 | 3.9912 | 0 | 0 | 0 | 0 | 0 | 3.9912 | 23.2201 | 0 | 9000 | 9000 | 5338.6289 | 48.0477 | 1120.3429 | 44.0565 | 0 | 2053 | 3492.309 | 2053 | 3.6% | 3492.309 | 2743.9571 | 2065 | 0 | 2065 | 0 | 0 | 0 | 0 | 0 | 0 | 0 | 0 | 0 | 2065 | 0 | 2065 | 0 | 0
48 | 2066 | 0 | 0 | 0.657 | 0 | 0 | 4.1508 | 0 | 0 | 4.1508 | 0 | 0 | 0 | 0 | 0 | 4.1508 | 27.3709 | 0 | 9000 | 9000 | 5530.8195 | 49.7774 | 1170.1202 | 45.6266 | 0 | 2054 | 3618.0321 | 2054 | 3.6% | 3618.0321 | 2842.7395 | 2066 | 0 | 2066 | 0 | 0 | 0 | 0 | 0 | 0 | 0 | 0 | 0 | 2066 | 0 | 2066 | 0 | 0
49 | 2067 | 0 | 0 | 0.657 | 0 | 0 | 4.3168 | 0 | 0 | 4.3168 | 0 | 0 | 0 | 0 | 0 | 4.3168 | 31.6878 | 0 | 9000 | 9000 | 5729.929 | 51.5694 | 1221.6896 | 47.2525 | 0 | 2055 | 3748.2813 | 2055 | 3.6% | 3748.2813 | 2945.0782 | 2067 | 0 | 2067 | 0 | 0 | 0 | 0 | 0 | 0 | 0 | 0 | 0 | 2067 | 0 | 2067 | 0 | 0
50 | 2068 | 0 | 0 | 0.657 | 0 | 0 | 4.4895 | 0 | 0 | 4.4895 | 0 | 0 | 0 | 0 | 0 | 4.4895 | 36.1773 | 0 | 9000 | 9000 | 5936.2064 | 53.4259 | 1275.1155 | 48.9363 | 0 | 2056 | 3883.2194 | 2056 | 3.6% | 3883.2194 | 3051.101 | 2068 | 0 | 2068 | 0 | 0 | 0 | 0 | 0 | 0 | 0 | 0 | 0 | 2068 | 0 | 2068 | 0 | 0
51 | 2069 | 0 | 0 | 0.657 | 0 | 0 | 4.6691 | 0 | 0 | 4.6691 | 0 | 0 | 0 | 0 | 0 | 4.6691 | 40.8464 | 0 | 9000 | 9000 | 6149.9099 | 55.3492 | 1330.4647 | 50.6801 | 0 | 2057 | 4023.0153 | 2057 | 3.6% | 4023.0153 | 3160.9406 | 2069 | 0 | 2069 | 0 | 0 | 0 | 0 | 0 | 0 | 0 | 0 | 0 | 2069 | 0 | 2069 | 0 | 0
52 | 2070 | 0 | 0 | 0.657 | 0 | 0 | 4.8559 | 0 | 0 | 4.8559 | 0 | 0 | 0 | 0 | 0 | 4.8559 | 45.7022 | 0 | 9000 | 9000 | 6371.3066 | 57.3418 | 1387.8064 | 52.4859 | 0 | 2058 | 4167.8439 | 2058 | 3.6% | 4167.8439 | 3274.7345 | 2070 | 0 | 2070 | 0 | 0 | 0 | 0 | 0 | 0 | 0 | 0 | 0 | 2070 | 0 | 2070 | 0 | 0
53 | 2071 | 0 | 0 | 0.657 | 0 | 0 | 5.0501 | 0 | 0 | 5.0501 | 0 | 0 | 0 | 0 | 0 | 5.0501 | 50.7523 | 0 | 9000 | 9000 | 6600.6737 | 59.4061 | 1447.2125 | 54.356 | 0 | 2059 | 4317.8863 | 2059 | 3.6% | 4317.8863 | 3392.6249 | 2071 | 0 | 2071 | 0 | 0 | 0 | 0 | 0 | 0 | 0 | 0 | 0 | 2071 | 0 | 2071 | 0 | 0
54 | 2072 | 0 | 0 | 0.657 | 0 | 0 | 5.2521 | 0 | 0 | 5.2521 | 0 | 0 | 0 | 0 | 0 | 5.2521 | 56.0044 | 0 | 9000 | 9000 | 6838.2979 | 61.5447 | 1508.7572 | 56.2926 | 0 | 2060 | 4473.3302 | 2060 | 3.6% | 4473.3302 | 3514.7594 | 2072 | 0 | 2072 | 0 | 0 | 0 | 0 | 0 | 0 | 0 | 0 | 0 | 2072 | 0 | 2072 | 0 | 0
55 | 2073 | 0 | 0 | 0.657 | 0 | 0 | 5.4622 | 0 | 0 | 5.4622 | 0 | 0 | 0 | 0 | 0 | 5.4622 | 61.4666 | 0 | 9000 | 9000 | 7084.4766 | 63.7603 | 1572.5175 | 58.2981 | 0 | 2061 | 4634.37 | 2061 | 3.6% | 4634.37 | 3641.2907 | 2073 | 0 | 2073 | 0 | 0 | 0 | 0 | 0 | 0 | 0 | 0 | 0 | 2073 | 0 | 2073 | 0 | 0
56 | 2074 | 0 | 0 | 0.657 | 0 | 0 | 5.6807 | 0 | 0 | 5.6807 | 0 | 0 | 0 | 0 | 0 | 5.6807 | 67.1472 | 0 | 9000 | 9000 | 7339.5178 | 66.0557 | 1638.5731 | 60.375 | 0 | 2062 | 4801.2074 | 2062 | 3.6% | 4801.2074 | 3772.3772 | 2074 | 0 | 2074 | 0 | 0 | 0 | 0 | 0 | 0 | 0 | 0 | 0 | 2074 | 0 | 2074 | 0 | 0
57 | 2075 | 0 | 0 | 0.657 | 0 | 0 | 5.9079 | 0 | 0 | 5.9079 | 0 | 0 | 0 | 0 | 0 | 5.9079 | 73.0551 | 0 | 9000 | 9000 | 7603.7404 | 68.4337 | 1707.0068 | 62.5258 | 0 | 2063 | 4974.0508 | 2063 | 3.6% | 4974.0508 | 3908.1828 | 2075 | 0 | 2075 | 0 | 0 | 0 | 0 | 0 | 0 | 0 | 0 | 0 | 2075 | 0 | 2075 | 0 | 0
58 | 2076 | 0 | 0 | 0.657 | 0 | 0 | 6.1442 | 0 | 0 | 6.1442 | 0 | 0 | 0 | 0 | 0 | 6.1442 | 79.1993 | 0 | 9000 | 9000 | 7877.4751 | 70.8973 | 1777.9041 | 64.7531 | 0 | 2064 | 5153.1167 | 2064 | 3.6% | 5153.1167 | 4048.8774 | 2076 | 0 | 2076 | 0 | 0 | 0 | 0 | 0 | 0 | 0 | 0 | 0 | 2076 | 0 | 2076 | 0 | 0
59 | 2077 | 0 | 0 | 0.657 | 0 | 0 | 6.39 | 0 | 0 | 6.39 | 0 | 0 | 0 | 0 | 0 | 6.39 | 85.5893 | 0 | 9000 | 9000 | 8161.0642 | 73.4496 | 1851.3536 | 67.0596 | 0 | 2065 | 5338.6289 | 2065 | 3.6% | 5338.6289 | 4194.637 | 2077 | 0 | 2077 | 0 | 0 | 0 | 0 | 0 | 0 | 0 | 0 | 0 | 2077 | 0 | 2077 | 0 | 0
60 | 2078 | 0 | 0 | 0.657 | 0 | 0 | 6.6456 | 0 | 0 | 6.6456 | 0 | 0 | 0 | 0 | 0 | 6.6456 | 92.2349 | 0 | 9000 | 9000 | 8454.8625 | 76.0938 | 1927.4474 | 69.4482 | 0 | 2066 | 5530.8195 | 2066 | 3.6% | 5530.8195 | 4345.6439 | 2078 | 0 | 2078 | 0 | 0 | 0 | 0 | 0 | 0 | 0 | 0 | 0 | 2078 | 0 | 2078 | 0 | 0
61 | 2079 | 0 | 0 | 0.657 | 0 | 0 | 6.9114 | 0 | 0 | 6.9114 | 0 | 0 | 0 | 0 | 0 | 6.9114 | 99.1463 | 0 | 9000 | 9000 | 8759.2376 | 78.8331 | 2006.2805 | 71.9217 | 0 | 2067 | 5729.929 | 2067 | 3.6% | 5729.929 | 4502.0871 | 2079 | 0 | 2079 | 0 | 0 | 0 | 0 | 0 | 0 | 0 | 0 | 0 | 2079 | 0 | 2079 | 0 | 0
62 | 2080 | 0 | 0 | 0.657 | 0 | 0 | 7.1879 | 0 | 0 | 7.1879 | 0 | 0 | 0 | 0 | 0 | 7.1879 | 106.3341 | 0 | 9000 | 9000 | 9074.5701 | 81.6711 | 2087.9517 | 74.4833 | 0 | 2068 | 5936.2064 | 2068 | 3.6% | 5936.2064 | 4664.1622 | 2080 | 0 | 2080 | 0 | 0 | 0 | 0 | 0 | 0 | 0 | 0 | 0 | 2080 | 0 | 2080 | 0 | 0
63 | 2081 | 0 | 0 | 0.657 | 0 | 0 | 7.4754 | 0 | 0 | 7.4754 | 0 | 0 | 0 | 0 | 0 | 7.4754 | 113.8095 | 0 | 9000 | 9000 | 9401.2546 | 84.6113 | 2172.563 | 77.1359 | 0 | 2069 | 6149.9099 | 2069 | 3.6% | 6149.9099 | 4832.072 | 2081 | 0 | 2081 | 0 | 0 | 0 | 0 | 0 | 0 | 0 | 0 | 0 | 2081 | 0 | 2081 | 0 | 0
64 | 2082 | 0 | 0 | 0.657 | 0 | 0 | 7.7744 | 0 | 0 | 7.7744 | 0 | 0 | 0 | 0 | 0 | 7.7744 | 121.5839 | 0 | 9000 | 9000 | 9739.6998 | 87.6573 | 2260.2203 | 79.8829 | 0 | 2070 | 6371.3066 | 2070 | 3.6% | 6371.3066 | 5006.0266 | 2082 | 0 | 2082 | 0 | 0 | 0 | 0 | 0 | 0 | 0 | 0 | 0 | 2082 | 0 | 2082 | 0 | 0
65 | 2083 | 0 | 0 | 0.657 | 0 | 0 | 8.0854 | 0 | 0 | 8.0854 | 0 | 0 | 0 | 0 | 0 | 8.0854 | 129.6692 | 0 | 9000 | 9000 | 10090.329 | 90.813 | 2351.0332 | 82.7276 | 0 | 2071 | 6600.6737 | 2071 | 3.6% | 6600.6737 | 5186.2436 | 2083 | 0 | 2083 | 0 | 0 | 0 | 0 | 0 | 0 | 0 | 0 | 0 | 2083 | 0 | 2083 | 0 | 0
66 | 2084 | 0 | 0 | 0.657 | 0 | 0 | 8.4088 | 0 | 0 | 8.4088 | 0 | 0 | 0 | 0 | 0 | 8.4088 | 138.078 | 0 | 9000 | 9000 | 10453.5808 | 94.0822 | 2445.1154 | 85.6735 | 0 | 2072 | 6838.2979 | 2072 | 3.6% | 6838.2979 | 5372.9484 | 2084 | 0 | 2084 | 0 | 0 | 0 | 0 | 0 | 0 | 0 | 0 | 0 | 2084 | 0 | 2084 | 0 | 0
67 | 2085 | 0 | 0 | 0.657 | 0 | 0 | 8.7451 | 0 | 0 | 8.7451 | 0 | 0 | 0 | 0 | 0 | 8.7451 | 146.8231 | 0 | 9000 | 9000 | 10829.9098 | 97.4692 | 2542.5846 | 88.7241 | 0 | 2073 | 7084.4766 | 2073 | 3.6% | 7084.4766 | 5566.3745 | 2085 | 0 | 2085 | 0 | 0 | 0 | 0 | 0 | 0 | 0 | 0 | 0 | 2085 | 0 | 2085 | 0 | 0
68 | 2086 | 0 | 0 | 0.657 | 0 | 0 | 9.0949 | 0 | 0 | 9.0949 | 0 | 0 | 0 | 0 | 0 | 9.0949 | 155.918 | 0 | 9000 | 9000 | 11219.7865 | 100.9781 | 2643.5627 | 91.8832 | 0 | 2074 | 7339.5178 | 2074 | 3.6% | 7339.5178 | 5766.764 | 2086 | 0 | 2086 | 0 | 0 | 0 | 0 | 0 | 0 | 0 | 0 | 0 | 2086 | 0 | 2086 | 0 | 0
69 | 2087 | 0 | 0 | 0.657 | 0 | 0 | 9.4587 | 0 | 0 | 9.4587 | 0 | 0 | 0 | 0 | 0 | 9.4587 | 165.3768 | 0 | 9000 | 9000 | 11623.6988 | 104.6133 | 2748.176 | 95.1546 | 0 | 2075 | 7603.7404 | 2075 | 3.6% | 7603.7404 | 5974.3675 | 2087 | 0 | 2087 | 0 | 0 | 0 | 0 | 0 | 0 | 0 | 0 | 0 | 2087 | 0 | 2087 | 0 | 0
70 | 2088 | 0 | 0 | 0.657 | 0 | 0 | 9.8371 | 0 | 0 | 9.8371 | 0 | 0 | 0 | 0 | 0 | 9.8371 | 175.2138 | 0 | 9000 | 9000 | 12042.152 | 108.3794 | 2856.5554 | 98.5423 | 0 | 2076 | 7877.4751 | 2076 | 3.6% | 7877.4751 | 6189.4447 | 2088 | 0 | 2088 | 0 | 0 | 0 | 0 | 0 | 0 | 0 | 0 | 0 | 2088 | 0 | 2088 | 0 | 0
71 | 2089 | 0 | 0 | 0.657 | 0 | 0 | 10.2306 | 0 | 0 | 10.2306 | 0 | 0 | 0 | 0 | 0 | 10.2306 | 185.4444 | 0 | 9000 | 9000 | 12475.6695 | 112.281 | 2968.8364 | 102.0505 | 0 | 2077 | 8161.0642 | 2077 | 3.6% | 8161.0642 | 6412.2647 | 2089 | 0 | 2089 | 0 | 0 | 0 | 0 | 0 | 0 | 0 | 0 | 0 | 2089 | 0 | 2089 | 0 | 0
72 | 2090 | 0 | 0 | 0.657 | 0 | 0 | 10.6398 | 0 | 0 | 10.6398 | 0 | 0 | 0 | 0 | 0 | 10.6398 | 196.0842 | 0 | 9000 | 9000 | 12924.7936 | 116.3231 | 3085.1595 | 105.6834 | 0 | 2078 | 8454.8625 | 2078 | 3.6% | 8454.8625 | 6643.1063 | 2090 | 0 | 2090 | 0 | 0 | 0 | 0 | 0 | 0 | 0 | 0 | 0 | 2090 | 0 | 2090 | 0 | 0
73 | 2091 | 0 | 0 | 0.657 | 0 | 0 | 11.0654 | 0 | 0 | 11.0654 | 0 | 0 | 0 | 0 | 0 | 11.0654 | 207.1495 | 0 | 9000 | 9000 | 13390.0861 | 120.5108 | 3205.6703 | 109.4454 | 0 | 2079 | 8759.2376 | 2079 | 3.6% | 8759.2376 | 6882.2581 | 2091 | 0 | 2091 | 0 | 0 | 0 | 0 | 0 | 0 | 0 | 0 | 0 | 2091 | 0 | 2091 | 0 | 0
74 | 2092 | 0 | 0 | 0.657 | 0 | 0 | 11.508 | 0 | 0 | 11.508 | 0 | 0 | 0 | 0 | 0 | 11.508 | 218.6575 | 0 | 9000 | 9000 | 13872.1292 | 124.8492 | 3330.5195 | 113.3412 | 0 | 2080 | 9074.5701 | 2080 | 3.6% | 9074.5701 | 7130.0194 | 2092 | 0 | 2092 | 0 | 0 | 0 | 0 | 0 | 0 | 0 | 0 | 0 | 2092 | 0 | 2092 | 0 | 0
75 | 2093 | 0 | 0 | 0.657 | 0 | 0 | 11.9683 | 0 | 0 | 11.9683 | 0 | 0 | 0 | 0 | 0 | 11.9683 | 230.6258 | 0 | 9000 | 9000 | 14371.5259 | 129.3437 | 3459.8632 | 117.3754 | 0 | 2081 | 9401.2546 | 2081 | 3.6% | 9401.2546 | 7386.7001 | 2093 | 0 | 2093 | 0 | 0 | 0 | 0 | 0 | 0 | 0 | 0 | 0 | 2093 | 0 | 2093 | 0 | 0
76 | 2094 | 0 | 0 | 0.657 | 0 | 0 | 12.447 | 0 | 0 | 12.447 | 0 | 0 | 0 | 0 | 0 | 12.447 | 243.0728 | 0 | 9000 | 9000 | 14888.9008 | 134.0001 | 3593.8633 | 121.5531 | 0 | 2082 | 9739.6998 | 2082 | 3.6% | 9739.6998 | 7652.6213 | 2094 | 0 | 2094 | 0 | 0 | 0 | 0 | 0 | 0 | 0 | 0 | 0 | 2094 | 0 | 2094 | 0 | 0
77 | 2095 | 0 | 0 | 0.657 | 0 | 0 | 12.9449 | 0 | 0 | 12.9449 | 0 | 0 | 0 | 0 | 0 | 12.9449 | 256.0178 | 0 | 9000 | 9000 | 15424.9012 | 138.8241 | 3732.6874 | 125.8792 | 0 | 2083 | 10090.329 | 2083 | 3.6% | 10090.329 | 7928.1156 | 2095 | 0 | 2095 | 0 | 0 | 0 | 0 | 0 | 0 | 0 | 0 | 0 | 2095 | 0 | 2095 | 0 | 0
78 | 2096 | 0 | 0 | 0.657 | 0 | 0 | 13.4627 | 0 | 0 | 13.4627 | 0 | 0 | 0 | 0 | 0 | 13.4627 | 269.4805 | 0 | 9000 | 9000 | 15980.1977 | 143.8218 | 3876.5092 | 130.3591 | 0 | 2084 | 10453.5808 | 2084 | 3.6% | 10453.5808 | 8213.5278 | 2096 | 0 | 2096 | 0 | 0 | 0 | 0 | 0 | 0 | 0 | 0 | 0 | 2096 | 0 | 2096 | 0 | 0
79 | 2097 | 0 | 0 | 0.657 | 0 | 0 | 14.0012 | 0 | 0 | 14.0012 | 0 | 0 | 0 | 0 | 0 | 14.0012 | 283.4817 | 0 | 9000 | 9000 | 16555.4848 | 148.9994 | 4025.5086 | 134.9981 | 0 | 2085 | 10829.9098 | 2085 | 3.6% | 10829.9098 | 8509.2148 | 2097 | 0 | 2097 | 0 | 0 | 0 | 0 | 0 | 0 | 0 | 0 | 0 | 2097 | 0 | 2097 | 0 | 0
80 | 2098 | 0 | 0 | 0.657 | 0 | 0 | 14.5613 | 0 | 0 | 14.5613 | 0 | 0 | 0 | 0 | 0 | 14.5613 | 298.0429 | 0 | 9000 | 9000 | 17151.4822 | 154.3633 | 4179.8719 | 139.8021 | 0 | 2086 | 11219.7865 | 2086 | 3.6% | 11219.7865 | 8815.5465 | 2098 | 0 | 2098 | 0 | 0 | 0 | 0 | 0 | 0 | 0 | 0 | 0 | 2098 | 0 | 2098 | 0 | 0
81 | 2099 | 0 | 0 | 0.657 | 0 | 0 | 15.1437 | 0 | 0 | 15.1437 | 0 | 0 | 0 | 0 | 0 | 15.1437 | 313.1867 | 0 | 9000 | 9000 | 17768.9356 | 159.9204 | 4339.7923 | 144.7767 | 0 | 2087 | 11623.6988 | 2087 | 3.6% | 11623.6988 | 9132.9062 | 2099 | 0 | 2099 | 0 | 0 | 0 | 0 | 0 | 0 | 0 | 0 | 0 | 2099 | 0 | 2099 | 0 | 0
82 | 2100 | 0 | 0 | 0.657 | 0 | 0 | 15.7495 | 0 | 0 | 15.7495 | 0 | 0 | 0 | 0 | 0 | 15.7495 | 328.9361 | 0 | 9000 | 9000 | 18408.6173 | 165.6776 | 4505.4699 | 149.9281 | 0 | 2088 | 12042.152 | 2088 | 3.6% | 12042.152 | 9461.6908 | 2100 | 0 | 2100 | 0 | 0 | 0 | 0 | 0 | 0 | 0 | 0 | 0 | 2100 | 0 | 2100 | 0 | 0
83 | 2101 | 0 | 0 | 0.657 | 0 | 0 | 16.3794 | 0 | 0 | 16.3794 | 0 | 0 | 0 | 0 | 0 | 16.3794 | 345.3156 | 0 | 9000 | 9000 | 19071.3275 | 171.6419 | 4677.1118 | 155.2625 | 0 | 2089 | 12475.6695 | 2089 | 3.6% | 12475.6695 | 9802.3117 | 2101 | 0 | 2101 | 0 | 0 | 0 | 0 | 0 | 0 | 0 | 0 | 0 | 2101 | 0 | 2101 | 0 | 0
84 | 2102 | 0 | 0 | 0.657 | 0 | 0 | 17.0346 | 0 | 0 | 17.0346 | 0 | 0 | 0 | 0 | 0 | 17.0346 | 362.3502 | 0 | 9000 | 9000 | 19757.8953 | 177.8211 | 4854.9329 | 160.7864 | 0 | 2090 | 12924.7936 | 2090 | 3.6% | 12924.7936 | 10155.1949 | 2102 | 0 | 2102 | 0 | 0 | 0 | 0 | 0 | 0 | 0 | 0 | 0 | 2102 | 0 | 2102 | 0 | 0
85 | 2103 | 0 | 0 | 0.657 | 0 | 0 | 17.716 | 0 | 0 | 17.716 | 0 | 0 | 0 | 0 | 0 | 17.716 | 380.0662 | 0 | 9000 | 9000 | 20469.1795 | 184.2226 | 5039.1555 | 166.5066 | 0 | 2091 | 13390.0861 | 2091 | 3.6% | 13390.0861 | 10520.782 | 2103 | 0 | 2103 | 0 | 0 | 0 | 0 | 0 | 0 | 0 | 0 | 0 | 2103 | 0 | 2103 | 0 | 0
86 | 2104 | 0 | 0 | 0.657 | 0 | 0 | 18.4246 | 0 | 0 | 18.4246 | 0 | 0 | 0 | 0 | 0 | 18.4246 | 398.4909 | 0 | 9000 | 9000 | 21206.07 | 190.8546 | 5230.0101 | 172.43 | 0 | 2092 | 13872.1292 | 2092 | 3.6% | 13872.1292 | 10899.5301 | 2104 | 0 | 2104 | 0 | 0 | 0 | 0 | 0 | 0 | 0 | 0 | 0 | 2104 | 0 | 2104 | 0 | 0
[15 empty] | Total NPV | 8.9709 |  |  |  |  | Total NPV | 692.5633 | IRR | 0% | 2019 | 2093 | 14371.5259 | 2093 | 3.6% | 14371.5259 | 11291.9132
1 - If LRP Subsidies are applicable, an Increase in supplies occuring after 2125 will require a modification to the current analysis. | [25 empty] | 2094 | 14888.9008 | 2094 | 3.6% | 14888.9008 | 11698.4221
[26 empty] | 2095 | 15424.9012 | 2095 | 3.6% | 15424.9012 | 12119.5653
[26 empty] | 2096 | 15980.1977 | 2096 | 3.6% | 15980.1977 | 12555.8696
[26 empty] | 2097 | 16555.4848 | 2097 | 3.6% | 16555.4848 | 13007.8809
[26 empty] | 2098 | 17151.4822 | 2098 | 3.6% | 17151.4822 | 13476.1646
[26 empty] | 2099 | 17768.9356 | 2099 | 3.6% | 17768.9356 | 13961.3066
[26 empty] | 2100 | 18408.6173 | 2100 | 3.6% | 18408.6173 | 14463.9136
Note on F10: J. Almaraz: It is assumed that anything in $Year, or prior, are actual costs with no escalation required.
Note on L10: J. Almaraz: It is assumed that anything in $Year, or prior, will be treated as cash and not financed.
Note on AS10: J. Almaraz: Only Column with equivalent Borrowing term to Cell N4 is correct
Note on AL14: Jaime Almaraz: Rate Effective 1/2009 Rate Change on 9/1/2009 to 2010 Values
Note on AL20: Jaime Almaraz: Rates approved by the MWD board in April 2014 for 2015 and 2016.

## Step0
Projected Costs and Revenues for Step 0 (Current State)
Scenario Assumptions
|  |  | Net Present Value (NPV) |  | Cost Escalation Rate |  |  | Financing |  |  | LRP Incentive |  |  | Avoided MWD Cost |  | Pumping Cost
| Year of Cost Projection | Project Starting Year | NPV Year | Discount Rate | Capital | O&M | Pumping | % of Capital Financed | Term (Years) | Borrowing Rate | Incentive Qualifying | Incentive ($/Acre-Ft) | Payment Option (Years) | MWD Tier 1 Water Rate | Long Term Rate Increase | Applicable ? | Pumping Cost ($/acre-ft) | Max GW Available (acre-ft/year) | Pumping Start Year
| 2019 | 2019 | 2019 | 0.04 | 0.022 | 0.03 | 0.04 | 0.65 | 30 | 0.05 | Yes | 475 | 15 | Treated | 0.036 | Yes | 73 | 9000 | 2018
CHANGE THESE VALUES ONLY ON 'NPV SUMMARY' SHEET
ONLY CHANGE WATER RATES IN 'Rates' SHEET. CHANGES WILL BE REFLECTED HERE.
Base
|  | Projected Annual Cost 2019 Dollar Year ($Million) |  |  | Projected Annual Cost Escalated Values ($Million) |  |  | Projected Annual Cost with Financing ($Million; NPV=$8.971) | [9 empty] | Avoided MWD Purchase ($Million; NPV=$692.563) | [5 empty] | LADWP Rate of Return |  | Rate Used in Analysis |  | MWD Water Rates |  |  |  | Financing Costs used in Analysis |  | Financing Costs (Note- only correct column is one with Cell J5 Borrowing Term) | [9 empty] | LRP Incentive used in Analysis |  | LRP Subsidy
No. | FYE | Capital | O&M | Pumping | Escalated Capital | Escalated O&M | Escalated Pumping | CASH Capital | CASH O&M | CASH Pumping | Financed Capital | Annual Payment | Financing Costs | Annual LRP Subsidy | Total LRP Subsidy | Total Cost | Cumulative Cost ($Million) | Water Demand (Acre-Ft) | Pumped Water (Acre-Ft) | 1Avoided Purchase (Acre-Ft) | MWD Water Rate ($/Acre-Ft) | Avoided Cost ($Million) | Cumulative Cost ($Million) | Net Cash Flow | Payback Year | Year | Tier 1 Treated ($/Acre-Ft) | Year | Rate Increase Projection | Tier 1 - Treated ($/Acre-Ft) | Tier 1 - Untreated ($/Acre-Ft) | Year | 30 Year Borrowing Term | Year | 5 Year Borrowing Term | 10 Year Borrowing Term | 15 Year Borrowing Term | 18 Year Borrowing Term | 20 Year Borrowing Term | 25 Year Borrowing Term | 30 Year Borrowing Term | 35 Year Borrowing Term | 40 Year Borrowing Term | Year | 15 Year Term | Year | 15 Year Term | 25 Year Term
0
1 | 2019 | 0 | 0 | 0.657 | 0 | 0 | 0.657 | 0 | 0 | 0.657 | 0 | 0 | 0 | 4.275 | 0 | 0.657 | 0.657 | 0 | 9000 | 9000 | 1053 | 9.477 | 9.477 | 8.82 | 2019 | 2007 | 478 | 2007 | - | 478 | 331 | 2019 | 0 | 2019 | 0 | 0 | 0 | 0 | 0 | 0 | 0 | 0 | 0 | 2019 | 0 | 2019 | 0 | 0
2 | 2020 | 0 | 0 | 0.657 | 0 | 0 | 0.68328 | 0 | 0 | 0.68328 | 0 | 0 | 0 | 0 | 4.275 | -3.5917 | -2.9347 | 0 | 9000 | 9000 | 1092 | 9.828 | 19.305 | 13.4197 | 0 | 2008 | 508 | 2008 | - | 508 | 351 | 2020 | 0 | 2020 | 0 | 0 | 0 | 0 | 0 | 0 | 0 | 0 | 0 | 2020 | 4.275 | 2020 | 4.275 | 4.275
3 | 2021 | 0 | 0 | 0.657 | 0 | 0 | 0.71061 | 0 | 0 | 0.71061 | 0 | 0 | 0 | 0 | 4.275 | -3.5644 | -6.4991 | 0 | 9000 | 9000 | 1123 | 10.107 | 29.412 | 13.6714 | 0 | 2009 | 579 | 2009 | - | 579 | 412 | 2021 | 0 | 2021 | 0 | 0 | 0 | 0 | 0 | 0 | 0 | 0 | 0 | 2021 | 4.275 | 2021 | 4.275 | 4.275
4 | 2022 | 0 | 0 | 0.657 | 0 | 0 | 0.73904 | 0 | 0 | 0.73904 | 0 | 0 | 0 | 0 | 4.275 | -3.536 | -10.0351 | 0 | 9000 | 9000 | 1164 | 10.476 | 39.888 | 14.012 | 0 | 2010 | 701 | 2010 | - | 701 | 484 | 2022 | 0 | 2022 | 0 | 0 | 0 | 0 | 0 | 0 | 0 | 0 | 0 | 2022 | 4.275 | 2022 | 4.275 | 4.275
5 | 2023 | 0 | 0 | 0.657 | 0 | 0 | 0.7686 | 0 | 0 | 0.7686 | 0 | 0 | 0 | 0 | 4.275 | -3.5064 | -13.5415 | 0 | 9000 | 9000 | 1205 | 10.845 | 50.733 | 14.3514 | 0 | 2011 | 744 | 2011 | - | 744 | 527 | 2023 | 0 | 2023 | 0 | 0 | 0 | 0 | 0 | 0 | 0 | 0 | 0 | 2023 | 4.275 | 2023 | 4.275 | 4.275
6 | 2024 | 0 | 0 | 0.657 | 0 | 0 | 0.79934 | 0 | 0 | 0.79934 | 0 | 0 | 0 | 0 | 4.275 | -3.4757 | -17.0171 | 0 | 9000 | 9000 | 1249 | 11.241 | 61.974 | 14.7167 | 0 | 2012 | 794 | 2012 | - | 794 | 560 | 2024 | 0 | 2024 | 0 | 0 | 0 | 0 | 0 | 0 | 0 | 0 | 0 | 2024 | 4.275 | 2024 | 4.275 | 4.275
7 | 2025 | 0 | 0 | 0.657 | 0 | 0 | 0.83131 | 0 | 0 | 0.83131 | 0 | 0 | 0 | 0 | 4.275 | -3.4437 | -20.4608 | 0 | 9000 | 9000 | 1296 | 11.664 | 73.638 | 15.1077 | 0 | 2013 | 847 | 2013 | - | 847 | 593 | 2025 | 0 | 2025 | 0 | 0 | 0 | 0 | 0 | 0 | 0 | 0 | 0 | 2025 | 4.275 | 2025 | 4.275 | 4.275
8 | 2026 | 0 | 0 | 0.657 | 0 | 0 | 0.86457 | 0 | 0 | 0.86457 | 0 | 0 | 0 | 0 | 4.275 | -3.4104 | -23.8713 | 0 | 9000 | 9000 | 1344 | 12.096 | 85.734 | 15.5064 | 0 | 2014 | 890 | 2014 | - | 890 | 593 | 2026 | 0 | 2026 | 0 | 0 | 0 | 0 | 0 | 0 | 0 | 0 | 0 | 2026 | 4.275 | 2026 | 4.275 | 4.275
9 | 2027 | 0 | 0 | 0.657 | 0 | 0 | 0.89915 | 0 | 0 | 0.89915 | 0 | 0 | 0 | 0 | 4.275 | -3.3759 | -27.2471 | 0 | 9000 | 9000 | 1392.384 | 12.5315 | 98.2655 | 15.9073 | 0 | 2015 | 923 | 2015 | - | 923 | 582 | 2027 | 0 | 2027 | 0 | 0 | 0 | 0 | 0 | 0 | 0 | 0 | 0 | 2027 | 4.275 | 2027 | 4.275 | 4.275
10 | 2028 | 0 | 0 | 0.657 | 0 | 0 | 0.93512 | 0 | 0 | 0.93512 | 0 | 0 | 0 | 0 | 4.275 | -3.3399 | -30.587 | 0 | 9000 | 9000 | 1442.5098 | 12.9826 | 111.248 | 16.3225 | 0 | 2016 | 942 | 2016 | - | 942 | 594 | 2028 | 0 | 2028 | 0 | 0 | 0 | 0 | 0 | 0 | 0 | 0 | 0 | 2028 | 4.275 | 2028 | 4.275 | 4.275
11 | 2029 | 0 | 0 | 0.657 | 0 | 0 | 0.97252 | 0 | 0 | 0.97252 | 0 | 0 | 0 | 0 | 4.275 | -3.3025 | -33.8895 | 0 | 9000 | 9000 | 1494.4402 | 13.45 | 124.698 | 16.7524 | 0 | 2017 | 979 | 2017 | 0 | 979 | 666 | 2029 | 0 | 2029 | 0 | 0 | 0 | 0 | 0 | 0 | 0 | 0 | 0 | 2029 | 4.275 | 2029 | 4.275 | 4.275
12 | 2030 | 0 | 0 | 0.657 | 0 | 0 | 1.0114 | 0 | 0 | 1.0114 | 0 | 0 | 0 | 0 | 4.275 | -3.2636 | -37.153 | 0 | 9000 | 9000 | 1548.24 | 13.9342 | 138.6322 | 17.1977 | 0 | 2018 | 1015 | 2018 | 0 | 1015 | 695 | 2030 | 0 | 2030 | 0 | 0 | 0 | 0 | 0 | 0 | 0 | 0 | 0 | 2030 | 4.275 | 2030 | 4.275 | 4.275
13 | 2031 | 0 | 0 | 0.657 | 0 | 0 | 1.0519 | 0 | 0 | 1.0519 | 0 | 0 | 0 | 0 | 4.275 | -3.2231 | -40.3762 | 0 | 9000 | 9000 | 1603.9767 | 14.4358 | 153.068 | 17.6589 | 0 | 2019 | 1053 | 2019 | 0 | 1053 | 738 | 2031 | 0 | 2031 | 0 | 0 | 0 | 0 | 0 | 0 | 0 | 0 | 0 | 2031 | 4.275 | 2031 | 4.275 | 4.275
14 | 2032 | 0 | 0 | 0.657 | 0 | 0 | 1.094 | 0 | 0 | 1.094 | 0 | 0 | 0 | 0 | 4.275 | -3.181 | -43.5572 | 0 | 9000 | 9000 | 1661.7198 | 14.9555 | 168.0234 | 18.1365 | 0 | 2020 | 1092 | 2020 | 0 | 1092 | 783 | 2032 | 0 | 2032 | 0 | 0 | 0 | 0 | 0 | 0 | 0 | 0 | 0 | 2032 | 4.275 | 2032 | 4.275 | 4.275
15 | 2033 | 0 | 0 | 0.657 | 0 | 0 | 1.1377 | 0 | 0 | 1.1377 | 0 | 0 | 0 | 0 | 4.275 | -3.1373 | -46.6945 | 0 | 9000 | 9000 | 1721.5417 | 15.4939 | 183.5173 | 18.6312 | 0 | 2021 | 1123 | 2021 | 0 | 1123 | 835 | 2033 | 0 | 2033 | 0 | 0 | 0 | 0 | 0 | 0 | 0 | 0 | 0 | 2033 | 4.275 | 2033 | 4.275 | 4.275
16 | 2034 | 0 | 0 | 0.657 | 0 | 0 | 1.1832 | 0 | 0 | 1.1832 | 0 | 0 | 0 | 0 | 4.275 | -3.0918 | -49.7863 | 0 | 9000 | 9000 | 1783.5172 | 16.0517 | 199.569 | 19.1434 | 0 | 2022 | 1164 | 2022 | 0 | 1164 | 876 | 2034 | 0 | 2034 | 0 | 0 | 0 | 0 | 0 | 0 | 0 | 0 | 0 | 2034 | 4.275 | 2034 | 4.275 | 4.275
17 | 2035 | 0 | 0 | 0.657 | 0 | 0 | 1.2305 | 0 | 0 | 1.2305 | 0 | 0 | 0 | 0 | 0 | 1.2305 | -48.5557 | 0 | 9000 | 9000 | 1847.7239 | 16.6295 | 216.1985 | 15.399 | 0 | 2023 | 1205 | 2023 | 0 | 1205 | 917 | 2035 | 0 | 2035 | 0 | 0 | 0 | 0 | 0 | 0 | 0 | 0 | 0 | 2035 | 0 | 2035 | 0 | 4.275
18 | 2036 | 0 | 0 | 0.657 | 0 | 0 | 1.2798 | 0 | 0 | 1.2798 | 0 | 0 | 0 | 0 | 0 | 1.2798 | -47.276 | 0 | 9000 | 9000 | 1914.2419 | 17.2282 | 233.4267 | 15.9484 | 0 | 2024 | 1249 | 2024 | 0 | 1249 | 961 | 2036 | 0 | 2036 | 0 | 0 | 0 | 0 | 0 | 0 | 0 | 0 | 0 | 2036 | 0 | 2036 | 0 | 4.275
19 | 2037 | 0 | 0 | 0.657 | 0 | 0 | 1.331 | 0 | 0 | 1.331 | 0 | 0 | 0 | 0 | 0 | 1.331 | -45.945 | 0 | 9000 | 9000 | 1983.1546 | 17.8484 | 251.275 | 16.5174 | 0 | 2025 | 1296 | 2025 | 0 | 1296 | 1008 | 2037 | 0 | 2037 | 0 | 0 | 0 | 0 | 0 | 0 | 0 | 0 | 0 | 2037 | 0 | 2037 | 0 | 4.275
20 | 2038 | 0 | 0 | 0.657 | 0 | 0 | 1.3842 | 0 | 0 | 1.3842 | 0 | 0 | 0 | 0 | 0 | 1.3842 | -44.5608 | 0 | 9000 | 9000 | 2054.5482 | 18.4909 | 269.766 | 17.1067 | 0 | 2026 | 1344 | 2026 | 0 | 1344 | 1056 | 2038 | 0 | 2038 | 0 | 0 | 0 | 0 | 0 | 0 | 0 | 0 | 0 | 2038 | 0 | 2038 | 0 | 4.275
21 | 2039 | 0 | 0 | 0.657 | 0 | 0 | 1.4396 | 0 | 0 | 1.4396 | 0 | 0 | 0 | 0 | 0 | 1.4396 | -43.1212 | 0 | 9000 | 9000 | 2128.5119 | 19.1566 | 288.9226 | 17.717 | 0 | 2027 | 1392.384 | 2027 | 3.6% | 1392.384 | 1094.016 | 2039 | 0 | 2039 | 0 | 0 | 0 | 0 | 0 | 0 | 0 | 0 | 0 | 2039 | 0 | 2039 | 0 | 4.275
22 | 2040 | 0 | 0 | 0.657 | 0 | 0 | 1.4972 | 0 | 0 | 1.4972 | 0 | 0 | 0 | 0 | 0 | 1.4972 | -41.6241 | 0 | 9000 | 9000 | 2205.1384 | 19.8462 | 308.7688 | 18.3491 | 0 | 2028 | 1442.5098 | 2028 | 3.6% | 1442.5098 | 1133.4006 | 2040 | 0 | 2040 | 0 | 0 | 0 | 0 | 0 | 0 | 0 | 0 | 0 | 2040 | 0 | 2040 | 0 | 4.275
23 | 2041 | 0 | 0 | 0.657 | 0 | 0 | 1.557 | 0 | 0 | 1.557 | 0 | 0 | 0 | 0 | 0 | 1.557 | -40.067 | 0 | 9000 | 9000 | 2284.5233 | 20.5607 | 329.3295 | 19.0037 | 0 | 2029 | 1494.4402 | 2029 | 3.6% | 1494.4402 | 1174.203 | 2041 | 0 | 2041 | 0 | 0 | 0 | 0 | 0 | 0 | 0 | 0 | 0 | 2041 | 0 | 2041 | 0 | 4.275
24 | 2042 | 0 | 0 | 0.657 | 0 | 0 | 1.6193 | 0 | 0 | 1.6193 | 0 | 0 | 0 | 0 | 0 | 1.6193 | -38.4477 | 0 | 9000 | 9000 | 2366.7662 | 21.3009 | 350.6304 | 19.6816 | 0 | 2030 | 1548.24 | 2030 | 3.6% | 1548.24 | 1216.4743 | 2042 | 0 | 2042 | 0 | 0 | 0 | 0 | 0 | 0 | 0 | 0 | 0 | 2042 | 0 | 2042 | 0 | 4.275
25 | 2043 | 0 | 0 | 0.657 | 0 | 0 | 1.6841 | 0 | 0 | 1.6841 | 0 | 0 | 0 | 0 | 0 | 1.6841 | -36.7636 | 0 | 9000 | 9000 | 2451.9698 | 22.0677 | 372.6982 | 20.3836 | 0 | 2031 | 1603.9767 | 2031 | 3.6% | 1603.9767 | 1260.2674 | 2043 | 0 | 2043 | 0 | 0 | 0 | 0 | 0 | 0 | 0 | 0 | 0 | 2043 | 0 | 2043 | 0 | 4.275
26 | 2044 | 0 | 0 | 0.657 | 0 | 0 | 1.7515 | 0 | 0 | 1.7515 | 0 | 0 | 0 | 0 | 0 | 1.7515 | -35.0122 | 0 | 9000 | 9000 | 2540.2407 | 22.8622 | 395.5603 | 21.1107 | 0 | 2032 | 1661.7198 | 2032 | 3.6% | 1661.7198 | 1305.637 | 2044 | 0 | 2044 | 0 | 0 | 0 | 0 | 0 | 0 | 0 | 0 | 0 | 2044 | 0 | 2044 | 0 | 4.275
27 | 2045 | 0 | 0 | 0.657 | 0 | 0 | 1.8215 | 0 | 0 | 1.8215 | 0 | 0 | 0 | 0 | 0 | 1.8215 | -33.1907 | 0 | 9000 | 9000 | 2631.6893 | 23.6852 | 419.2455 | 21.8637 | 0 | 2033 | 1721.5417 | 2033 | 3.6% | 1721.5417 | 1352.6399 | 2045 | 0 | 2045 | 0 | 0 | 0 | 0 | 0 | 0 | 0 | 0 | 0 | 2045 | 0 | 2045 | 0 | 0
28 | 2046 | 0 | 0 | 0.657 | 0 | 0 | 1.8944 | 0 | 0 | 1.8944 | 0 | 0 | 0 | 0 | 0 | 1.8944 | -31.2963 | 0 | 9000 | 9000 | 2726.4302 | 24.5379 | 443.7834 | 22.6435 | 0 | 2034 | 1783.5172 | 2034 | 3.6% | 1783.5172 | 1401.335 | 2046 | 0 | 2046 | 0 | 0 | 0 | 0 | 0 | 0 | 0 | 0 | 0 | 2046 | 0 | 2046 | 0 | 0
29 | 2047 | 0 | 0 | 0.657 | 0 | 0 | 1.9701 | 0 | 0 | 1.9701 | 0 | 0 | 0 | 0 | 0 | 1.9701 | -29.3261 | 0 | 9000 | 9000 | 2824.5816 | 25.4212 | 469.2046 | 23.4511 | 0 | 2035 | 1847.7239 | 2035 | 3.6% | 1847.7239 | 1451.783 | 2047 | 0 | 2047 | 0 | 0 | 0 | 0 | 0 | 0 | 0 | 0 | 0 | 2047 | 0 | 2047 | 0 | 0
30 | 2048 | 0 | 0 | 0.657 | 0 | 0 | 2.049 | 0 | 0 | 2.049 | 0 | 0 | 0 | 0 | 0 | 2.049 | -27.2772 | 0 | 9000 | 9000 | 2926.2666 | 26.3364 | 495.541 | 24.2874 | 0 | 2036 | 1914.2419 | 2036 | 3.6% | 1914.2419 | 1504.0472 | 2048 | 0 | 2048 | 0 | 0 | 0 | 0 | 0 | 0 | 0 | 0 | 0 | 2048 | 0 | 2048 | 0 | 0
31 | 2049 | 0 | 0 | 0.657 | 0 | 0 | 2.1309 | 0 | 0 | 2.1309 | 0 | 0 | 0 | 0 | 0 | 2.1309 | -25.1463 | 0 | 9000 | 9000 | 3031.6122 | 27.2845 | 522.8256 | 25.1536 | 0 | 2037 | 1983.1546 | 2037 | 3.6% | 1983.1546 | 1558.1929 | 2049 | 0 | 2049 | 0 | 0 | 0 | 0 | 0 | 0 | 0 | 0 | 0 | 2049 | 0 | 2049 | 0 | 0
32 | 2050 | 0 | 0 | 0.657 | 0 | 0 | 2.2161 | 0 | 0 | 2.2161 | 0 | 0 | 0 | 0 | 0 | 2.2161 | -22.9301 | 0 | 9000 | 9000 | 3140.7502 | 28.2668 | 551.0923 | 26.0506 | 0 | 2038 | 2054.5482 | 2038 | 3.6% | 2054.5482 | 1614.2879 | 2050 | 0 | 2050 | 0 | 0 | 0 | 0 | 0 | 0 | 0 | 0 | 0 | 2050 | 0 | 2050 | 0 | 0
33 | 2051 | 0 | 0 | 0.657 | 0 | 0 | 2.3048 | 0 | 0 | 2.3048 | 0 | 0 | 0 | 0 | 0 | 2.3048 | -20.6253 | 0 | 9000 | 9000 | 3253.8172 | 29.2844 | 580.3767 | 26.9796 | 0 | 2039 | 2128.5119 | 2039 | 3.6% | 2128.5119 | 1672.4022 | 2051 | 0 | 2051 | 0 | 0 | 0 | 0 | 0 | 0 | 0 | 0 | 0 | 2051 | 0 | 2051 | 0 | 0
34 | 2052 | 0 | 0 | 0.657 | 0 | 0 | 2.397 | 0 | 0 | 2.397 | 0 | 0 | 0 | 0 | 0 | 2.397 | -18.2284 | 0 | 9000 | 9000 | 3370.9546 | 30.3386 | 610.7153 | 27.9416 | 0 | 2040 | 2205.1384 | 2040 | 3.6% | 2205.1384 | 1732.6087 | 2052 | 0 | 2052 | 0 | 0 | 0 | 0 | 0 | 0 | 0 | 0 | 0 | 2052 | 0 | 2052 | 0 | 0
35 | 2053 | 0 | 0 | 0.657 | 0 | 0 | 2.4929 | 0 | 0 | 2.4929 | 0 | 0 | 0 | 0 | 0 | 2.4929 | -15.7355 | 0 | 9000 | 9000 | 3492.309 | 31.4308 | 642.146 | 28.9379 | 0 | 2041 | 2284.5233 | 2041 | 3.6% | 2284.5233 | 1794.9826 | 2053 | 0 | 2053 | 0 | 0 | 0 | 0 | 0 | 0 | 0 | 0 | 0 | 2053 | 0 | 2053 | 0 | 0
36 | 2054 | 0 | 0 | 0.657 | 0 | 0 | 2.5926 | 0 | 0 | 2.5926 | 0 | 0 | 0 | 0 | 0 | 2.5926 | -13.1429 | 0 | 9000 | 9000 | 3618.0321 | 32.5623 | 674.7083 | 29.9697 | 0 | 2042 | 2366.7662 | 2042 | 3.6% | 2366.7662 | 1859.602 | 2054 | 0 | 2054 | 0 | 0 | 0 | 0 | 0 | 0 | 0 | 0 | 0 | 2054 | 0 | 2054 | 0 | 0
37 | 2055 | 0 | 0 | 0.657 | 0 | 0 | 2.6963 | 0 | 0 | 2.6963 | 0 | 0 | 0 | 0 | 0 | 2.6963 | -10.4466 | 0 | 9000 | 9000 | 3748.2813 | 33.7345 | 708.4429 | 31.0382 | 0 | 2043 | 2451.9698 | 2043 | 3.6% | 2451.9698 | 1926.5477 | 2055 | 0 | 2055 | 0 | 0 | 0 | 0 | 0 | 0 | 0 | 0 | 0 | 2055 | 0 | 2055 | 0 | 0
38 | 2056 | 0 | 0 | 0.657 | 0 | 0 | 2.8041 | 0 | 0 | 2.8041 | 0 | 0 | 0 | 0 | 0 | 2.8041 | -7.6425 | 0 | 9000 | 9000 | 3883.2194 | 34.949 | 743.3918 | 32.1448 | 0 | 2044 | 2540.2407 | 2044 | 3.6% | 2540.2407 | 1995.9034 | 2056 | 0 | 2056 | 0 | 0 | 0 | 0 | 0 | 0 | 0 | 0 | 0 | 2056 | 0 | 2056 | 0 | 0
39 | 2057 | 0 | 0 | 0.657 | 0 | 0 | 2.9163 | 0 | 0 | 2.9163 | 0 | 0 | 0 | 0 | 0 | 2.9163 | -4.7262 | 0 | 9000 | 9000 | 4023.0153 | 36.2071 | 779.599 | 33.2908 | 0 | 2045 | 2631.6893 | 2045 | 3.6% | 2631.6893 | 2067.7559 | 2057 | 0 | 2057 | 0 | 0 | 0 | 0 | 0 | 0 | 0 | 0 | 0 | 2057 | 0 | 2057 | 0 | 0
40 | 2058 | 0 | 0 | 0.657 | 0 | 0 | 3.033 | 0 | 0 | 3.033 | 0 | 0 | 0 | 0 | 0 | 3.033 | -1.6932 | 0 | 9000 | 9000 | 4167.8439 | 37.5106 | 817.1096 | 34.4776 | 0 | 2046 | 2726.4302 | 2046 | 3.6% | 2726.4302 | 2142.1951 | 2058 | 0 | 2058 | 0 | 0 | 0 | 0 | 0 | 0 | 0 | 0 | 0 | 2058 | 0 | 2058 | 0 | 0
41 | 2059 | 0 | 0 | 0.657 | 0 | 0 | 3.1543 | 0 | 0 | 3.1543 | 0 | 0 | 0 | 0 | 0 | 3.1543 | 1.461 | 0 | 9000 | 9000 | 4317.8863 | 38.861 | 855.9705 | 35.7067 | 0 | 2047 | 2824.5816 | 2047 | 3.6% | 2824.5816 | 2219.3141 | 2059 | 0 | 2059 | 0 | 0 | 0 | 0 | 0 | 0 | 0 | 0 | 0 | 2059 | 0 | 2059 | 0 | 0
42 | 2060 | 0 | 0 | 0.657 | 0 | 0 | 3.2804 | 0 | 0 | 3.2804 | 0 | 0 | 0 | 0 | 0 | 3.2804 | 4.7415 | 0 | 9000 | 9000 | 4473.3302 | 40.26 | 896.2305 | 36.9795 | 0 | 2048 | 2926.2666 | 2048 | 3.6% | 2926.2666 | 2299.2095 | 2060 | 0 | 2060 | 0 | 0 | 0 | 0 | 0 | 0 | 0 | 0 | 0 | 2060 | 0 | 2060 | 0 | 0
43 | 2061 | 0 | 0 | 0.657 | 0 | 0 | 3.4117 | 0 | 0 | 3.4117 | 0 | 0 | 0 | 0 | 0 | 3.4117 | 8.1531 | 0 | 9000 | 9000 | 4634.37 | 41.7093 | 937.9398 | 38.2977 | 0 | 2049 | 3031.6122 | 2049 | 3.6% | 3031.6122 | 2381.981 | 2061 | 0 | 2061 | 0 | 0 | 0 | 0 | 0 | 0 | 0 | 0 | 0 | 2061 | 0 | 2061 | 0 | 0
44 | 2062 | 0 | 0 | 0.657 | 0 | 0 | 3.5481 | 0 | 0 | 3.5481 | 0 | 0 | 0 | 0 | 0 | 3.5481 | 11.7013 | 0 | 9000 | 9000 | 4801.2074 | 43.2109 | 981.1507 | 39.6627 | 0 | 2050 | 3140.7502 | 2050 | 3.6% | 3140.7502 | 2467.7323 | 2062 | 0 | 2062 | 0 | 0 | 0 | 0 | 0 | 0 | 0 | 0 | 0 | 2062 | 0 | 2062 | 0 | 0
45 | 2063 | 0 | 0 | 0.657 | 0 | 0 | 3.6901 | 0 | 0 | 3.6901 | 0 | 0 | 0 | 0 | 0 | 3.6901 | 15.3913 | 0 | 9000 | 9000 | 4974.0508 | 44.7665 | 1025.9172 | 41.0764 | 0 | 2051 | 3253.8172 | 2051 | 3.6% | 3253.8172 | 2556.5707 | 2063 | 0 | 2063 | 0 | 0 | 0 | 0 | 0 | 0 | 0 | 0 | 0 | 2063 | 0 | 2063 | 0 | 0
46 | 2064 | 0 | 0 | 0.657 | 0 | 0 | 3.8377 | 0 | 0 | 3.8377 | 0 | 0 | 0 | 0 | 0 | 3.8377 | 19.229 | 0 | 9000 | 9000 | 5153.1167 | 46.378 | 1072.2952 | 42.5404 | 0 | 2052 | 3370.9546 | 2052 | 3.6% | 3370.9546 | 2648.6072 | 2064 | 0 | 2064 | 0 | 0 | 0 | 0 | 0 | 0 | 0 | 0 | 0 | 2064 | 0 | 2064 | 0 | 0
47 | 2065 | 0 | 0 | 0.657 | 0 | 0 | 3.9912 | 0 | 0 | 3.9912 | 0 | 0 | 0 | 0 | 0 | 3.9912 | 23.2201 | 0 | 9000 | 9000 | 5338.6289 | 48.0477 | 1120.3429 | 44.0565 | 0 | 2053 | 3492.309 | 2053 | 3.6% | 3492.309 | 2743.9571 | 2065 | 0 | 2065 | 0 | 0 | 0 | 0 | 0 | 0 | 0 | 0 | 0 | 2065 | 0 | 2065 | 0 | 0
48 | 2066 | 0 | 0 | 0.657 | 0 | 0 | 4.1508 | 0 | 0 | 4.1508 | 0 | 0 | 0 | 0 | 0 | 4.1508 | 27.3709 | 0 | 9000 | 9000 | 5530.8195 | 49.7774 | 1170.1202 | 45.6266 | 0 | 2054 | 3618.0321 | 2054 | 3.6% | 3618.0321 | 2842.7395 | 2066 | 0 | 2066 | 0 | 0 | 0 | 0 | 0 | 0 | 0 | 0 | 0 | 2066 | 0 | 2066 | 0 | 0
49 | 2067 | 0 | 0 | 0.657 | 0 | 0 | 4.3168 | 0 | 0 | 4.3168 | 0 | 0 | 0 | 0 | 0 | 4.3168 | 31.6878 | 0 | 9000 | 9000 | 5729.929 | 51.5694 | 1221.6896 | 47.2525 | 0 | 2055 | 3748.2813 | 2055 | 3.6% | 3748.2813 | 2945.0782 | 2067 | 0 | 2067 | 0 | 0 | 0 | 0 | 0 | 0 | 0 | 0 | 0 | 2067 | 0 | 2067 | 0 | 0
50 | 2068 | 0 | 0 | 0.657 | 0 | 0 | 4.4895 | 0 | 0 | 4.4895 | 0 | 0 | 0 | 0 | 0 | 4.4895 | 36.1773 | 0 | 9000 | 9000 | 5936.2064 | 53.4259 | 1275.1155 | 48.9363 | 0 | 2056 | 3883.2194 | 2056 | 3.6% | 3883.2194 | 3051.101 | 2068 | 0 | 2068 | 0 | 0 | 0 | 0 | 0 | 0 | 0 | 0 | 0 | 2068 | 0 | 2068 | 0 | 0
51 | 2069 | 0 | 0 | 0.657 | 0 | 0 | 4.6691 | 0 | 0 | 4.6691 | 0 | 0 | 0 | 0 | 0 | 4.6691 | 40.8464 | 0 | 9000 | 9000 | 6149.9099 | 55.3492 | 1330.4647 | 50.6801 | 0 | 2057 | 4023.0153 | 2057 | 3.6% | 4023.0153 | 3160.9406 | 2069 | 0 | 2069 | 0 | 0 | 0 | 0 | 0 | 0 | 0 | 0 | 0 | 2069 | 0 | 2069 | 0 | 0
52 | 2070 | 0 | 0 | 0.657 | 0 | 0 | 4.8559 | 0 | 0 | 4.8559 | 0 | 0 | 0 | 0 | 0 | 4.8559 | 45.7022 | 0 | 9000 | 9000 | 6371.3066 | 57.3418 | 1387.8064 | 52.4859 | 0 | 2058 | 4167.8439 | 2058 | 3.6% | 4167.8439 | 3274.7345 | 2070 | 0 | 2070 | 0 | 0 | 0 | 0 | 0 | 0 | 0 | 0 | 0 | 2070 | 0 | 2070 | 0 | 0
53 | 2071 | 0 | 0 | 0.657 | 0 | 0 | 5.0501 | 0 | 0 | 5.0501 | 0 | 0 | 0 | 0 | 0 | 5.0501 | 50.7523 | 0 | 9000 | 9000 | 6600.6737 | 59.4061 | 1447.2125 | 54.356 | 0 | 2059 | 4317.8863 | 2059 | 3.6% | 4317.8863 | 3392.6249 | 2071 | 0 | 2071 | 0 | 0 | 0 | 0 | 0 | 0 | 0 | 0 | 0 | 2071 | 0 | 2071 | 0 | 0
54 | 2072 | 0 | 0 | 0.657 | 0 | 0 | 5.2521 | 0 | 0 | 5.2521 | 0 | 0 | 0 | 0 | 0 | 5.2521 | 56.0044 | 0 | 9000 | 9000 | 6838.2979 | 61.5447 | 1508.7572 | 56.2926 | 0 | 2060 | 4473.3302 | 2060 | 3.6% | 4473.3302 | 3514.7594 | 2072 | 0 | 2072 | 0 | 0 | 0 | 0 | 0 | 0 | 0 | 0 | 0 | 2072 | 0 | 2072 | 0 | 0
55 | 2073 | 0 | 0 | 0.657 | 0 | 0 | 5.4622 | 0 | 0 | 5.4622 | 0 | 0 | 0 | 0 | 0 | 5.4622 | 61.4666 | 0 | 9000 | 9000 | 7084.4766 | 63.7603 | 1572.5175 | 58.2981 | 0 | 2061 | 4634.37 | 2061 | 3.6% | 4634.37 | 3641.2907 | 2073 | 0 | 2073 | 0 | 0 | 0 | 0 | 0 | 0 | 0 | 0 | 0 | 2073 | 0 | 2073 | 0 | 0
56 | 2074 | 0 | 0 | 0.657 | 0 | 0 | 5.6807 | 0 | 0 | 5.6807 | 0 | 0 | 0 | 0 | 0 | 5.6807 | 67.1472 | 0 | 9000 | 9000 | 7339.5178 | 66.0557 | 1638.5731 | 60.375 | 0 | 2062 | 4801.2074 | 2062 | 3.6% | 4801.2074 | 3772.3772 | 2074 | 0 | 2074 | 0 | 0 | 0 | 0 | 0 | 0 | 0 | 0 | 0 | 2074 | 0 | 2074 | 0 | 0
57 | 2075 | 0 | 0 | 0.657 | 0 | 0 | 5.9079 | 0 | 0 | 5.9079 | 0 | 0 | 0 | 0 | 0 | 5.9079 | 73.0551 | 0 | 9000 | 9000 | 7603.7404 | 68.4337 | 1707.0068 | 62.5258 | 0 | 2063 | 4974.0508 | 2063 | 3.6% | 4974.0508 | 3908.1828 | 2075 | 0 | 2075 | 0 | 0 | 0 | 0 | 0 | 0 | 0 | 0 | 0 | 2075 | 0 | 2075 | 0 | 0
58 | 2076 | 0 | 0 | 0.657 | 0 | 0 | 6.1442 | 0 | 0 | 6.1442 | 0 | 0 | 0 | 0 | 0 | 6.1442 | 79.1993 | 0 | 9000 | 9000 | 7877.4751 | 70.8973 | 1777.9041 | 64.7531 | 0 | 2064 | 5153.1167 | 2064 | 3.6% | 5153.1167 | 4048.8774 | 2076 | 0 | 2076 | 0 | 0 | 0 | 0 | 0 | 0 | 0 | 0 | 0 | 2076 | 0 | 2076 | 0 | 0
59 | 2077 | 0 | 0 | 0.657 | 0 | 0 | 6.39 | 0 | 0 | 6.39 | 0 | 0 | 0 | 0 | 0 | 6.39 | 85.5893 | 0 | 9000 | 9000 | 8161.0642 | 73.4496 | 1851.3536 | 67.0596 | 0 | 2065 | 5338.6289 | 2065 | 3.6% | 5338.6289 | 4194.637 | 2077 | 0 | 2077 | 0 | 0 | 0 | 0 | 0 | 0 | 0 | 0 | 0 | 2077 | 0 | 2077 | 0 | 0
60 | 2078 | 0 | 0 | 0.657 | 0 | 0 | 6.6456 | 0 | 0 | 6.6456 | 0 | 0 | 0 | 0 | 0 | 6.6456 | 92.2349 | 0 | 9000 | 9000 | 8454.8625 | 76.0938 | 1927.4474 | 69.4482 | 0 | 2066 | 5530.8195 | 2066 | 3.6% | 5530.8195 | 4345.6439 | 2078 | 0 | 2078 | 0 | 0 | 0 | 0 | 0 | 0 | 0 | 0 | 0 | 2078 | 0 | 2078 | 0 | 0
61 | 2079 | 0 | 0 | 0.657 | 0 | 0 | 6.9114 | 0 | 0 | 6.9114 | 0 | 0 | 0 | 0 | 0 | 6.9114 | 99.1463 | 0 | 9000 | 9000 | 8759.2376 | 78.8331 | 2006.2805 | 71.9217 | 0 | 2067 | 5729.929 | 2067 | 3.6% | 5729.929 | 4502.0871 | 2079 | 0 | 2079 | 0 | 0 | 0 | 0 | 0 | 0 | 0 | 0 | 0 | 2079 | 0 | 2079 | 0 | 0
62 | 2080 | 0 | 0 | 0.657 | 0 | 0 | 7.1879 | 0 | 0 | 7.1879 | 0 | 0 | 0 | 0 | 0 | 7.1879 | 106.3341 | 0 | 9000 | 9000 | 9074.5701 | 81.6711 | 2087.9517 | 74.4833 | 0 | 2068 | 5936.2064 | 2068 | 3.6% | 5936.2064 | 4664.1622 | 2080 | 0 | 2080 | 0 | 0 | 0 | 0 | 0 | 0 | 0 | 0 | 0 | 2080 | 0 | 2080 | 0 | 0
63 | 2081 | 0 | 0 | 0.657 | 0 | 0 | 7.4754 | 0 | 0 | 7.4754 | 0 | 0 | 0 | 0 | 0 | 7.4754 | 113.8095 | 0 | 9000 | 9000 | 9401.2546 | 84.6113 | 2172.563 | 77.1359 | 0 | 2069 | 6149.9099 | 2069 | 3.6% | 6149.9099 | 4832.072 | 2081 | 0 | 2081 | 0 | 0 | 0 | 0 | 0 | 0 | 0 | 0 | 0 | 2081 | 0 | 2081 | 0 | 0
64 | 2082 | 0 | 0 | 0.657 | 0 | 0 | 7.7744 | 0 | 0 | 7.7744 | 0 | 0 | 0 | 0 | 0 | 7.7744 | 121.5839 | 0 | 9000 | 9000 | 9739.6998 | 87.6573 | 2260.2203 | 79.8829 | 0 | 2070 | 6371.3066 | 2070 | 3.6% | 6371.3066 | 5006.0266 | 2082 | 0 | 2082 | 0 | 0 | 0 | 0 | 0 | 0 | 0 | 0 | 0 | 2082 | 0 | 2082 | 0 | 0
65 | 2083 | 0 | 0 | 0.657 | 0 | 0 | 8.0854 | 0 | 0 | 8.0854 | 0 | 0 | 0 | 0 | 0 | 8.0854 | 129.6692 | 0 | 9000 | 9000 | 10090.329 | 90.813 | 2351.0332 | 82.7276 | 0 | 2071 | 6600.6737 | 2071 | 3.6% | 6600.6737 | 5186.2436 | 2083 | 0 | 2083 | 0 | 0 | 0 | 0 | 0 | 0 | 0 | 0 | 0 | 2083 | 0 | 2083 | 0 | 0
66 | 2084 | 0 | 0 | 0.657 | 0 | 0 | 8.4088 | 0 | 0 | 8.4088 | 0 | 0 | 0 | 0 | 0 | 8.4088 | 138.078 | 0 | 9000 | 9000 | 10453.5808 | 94.0822 | 2445.1154 | 85.6735 | 0 | 2072 | 6838.2979 | 2072 | 3.6% | 6838.2979 | 5372.9484 | 2084 | 0 | 2084 | 0 | 0 | 0 | 0 | 0 | 0 | 0 | 0 | 0 | 2084 | 0 | 2084 | 0 | 0
67 | 2085 | 0 | 0 | 0.657 | 0 | 0 | 8.7451 | 0 | 0 | 8.7451 | 0 | 0 | 0 | 0 | 0 | 8.7451 | 146.8231 | 0 | 9000 | 9000 | 10829.9098 | 97.4692 | 2542.5846 | 88.7241 | 0 | 2073 | 7084.4766 | 2073 | 3.6% | 7084.4766 | 5566.3745 | 2085 | 0 | 2085 | 0 | 0 | 0 | 0 | 0 | 0 | 0 | 0 | 0 | 2085 | 0 | 2085 | 0 | 0
68 | 2086 | 0 | 0 | 0.657 | 0 | 0 | 9.0949 | 0 | 0 | 9.0949 | 0 | 0 | 0 | 0 | 0 | 9.0949 | 155.918 | 0 | 9000 | 9000 | 11219.7865 | 100.9781 | 2643.5627 | 91.8832 | 0 | 2074 | 7339.5178 | 2074 | 3.6% | 7339.5178 | 5766.764 | 2086 | 0 | 2086 | 0 | 0 | 0 | 0 | 0 | 0 | 0 | 0 | 0 | 2086 | 0 | 2086 | 0 | 0
69 | 2087 | 0 | 0 | 0.657 | 0 | 0 | 9.4587 | 0 | 0 | 9.4587 | 0 | 0 | 0 | 0 | 0 | 9.4587 | 165.3768 | 0 | 9000 | 9000 | 11623.6988 | 104.6133 | 2748.176 | 95.1546 | 0 | 2075 | 7603.7404 | 2075 | 3.6% | 7603.7404 | 5974.3675 | 2087 | 0 | 2087 | 0 | 0 | 0 | 0 | 0 | 0 | 0 | 0 | 0 | 2087 | 0 | 2087 | 0 | 0
70 | 2088 | 0 | 0 | 0.657 | 0 | 0 | 9.8371 | 0 | 0 | 9.8371 | 0 | 0 | 0 | 0 | 0 | 9.8371 | 175.2138 | 0 | 9000 | 9000 | 12042.152 | 108.3794 | 2856.5554 | 98.5423 | 0 | 2076 | 7877.4751 | 2076 | 3.6% | 7877.4751 | 6189.4447 | 2088 | 0 | 2088 | 0 | 0 | 0 | 0 | 0 | 0 | 0 | 0 | 0 | 2088 | 0 | 2088 | 0 | 0
71 | 2089 | 0 | 0 | 0.657 | 0 | 0 | 10.2306 | 0 | 0 | 10.2306 | 0 | 0 | 0 | 0 | 0 | 10.2306 | 185.4444 | 0 | 9000 | 9000 | 12475.6695 | 112.281 | 2968.8364 | 102.0505 | 0 | 2077 | 8161.0642 | 2077 | 3.6% | 8161.0642 | 6412.2647 | 2089 | 0 | 2089 | 0 | 0 | 0 | 0 | 0 | 0 | 0 | 0 | 0 | 2089 | 0 | 2089 | 0 | 0
72 | 2090 | 0 | 0 | 0.657 | 0 | 0 | 10.6398 | 0 | 0 | 10.6398 | 0 | 0 | 0 | 0 | 0 | 10.6398 | 196.0842 | 0 | 9000 | 9000 | 12924.7936 | 116.3231 | 3085.1595 | 105.6834 | 0 | 2078 | 8454.8625 | 2078 | 3.6% | 8454.8625 | 6643.1063 | 2090 | 0 | 2090 | 0 | 0 | 0 | 0 | 0 | 0 | 0 | 0 | 0 | 2090 | 0 | 2090 | 0 | 0
73 | 2091 | 0 | 0 | 0.657 | 0 | 0 | 11.0654 | 0 | 0 | 11.0654 | 0 | 0 | 0 | 0 | 0 | 11.0654 | 207.1495 | 0 | 9000 | 9000 | 13390.0861 | 120.5108 | 3205.6703 | 109.4454 | 0 | 2079 | 8759.2376 | 2079 | 3.6% | 8759.2376 | 6882.2581 | 2091 | 0 | 2091 | 0 | 0 | 0 | 0 | 0 | 0 | 0 | 0 | 0 | 2091 | 0 | 2091 | 0 | 0
74 | 2092 | 0 | 0 | 0.657 | 0 | 0 | 11.508 | 0 | 0 | 11.508 | 0 | 0 | 0 | 0 | 0 | 11.508 | 218.6575 | 0 | 9000 | 9000 | 13872.1292 | 124.8492 | 3330.5195 | 113.3412 | 0 | 2080 | 9074.5701 | 2080 | 3.6% | 9074.5701 | 7130.0194 | 2092 | 0 | 2092 | 0 | 0 | 0 | 0 | 0 | 0 | 0 | 0 | 0 | 2092 | 0 | 2092 | 0 | 0
75 | 2093 | 0 | 0 | 0.657 | 0 | 0 | 11.9683 | 0 | 0 | 11.9683 | 0 | 0 | 0 | 0 | 0 | 11.9683 | 230.6258 | 0 | 9000 | 9000 | 14371.5259 | 129.3437 | 3459.8632 | 117.3754 | 0 | 2081 | 9401.2546 | 2081 | 3.6% | 9401.2546 | 7386.7001 | 2093 | 0 | 2093 | 0 | 0 | 0 | 0 | 0 | 0 | 0 | 0 | 0 | 2093 | 0 | 2093 | 0 | 0
76 | 2094 | 0 | 0 | 0.657 | 0 | 0 | 12.447 | 0 | 0 | 12.447 | 0 | 0 | 0 | 0 | 0 | 12.447 | 243.0728 | 0 | 9000 | 9000 | 14888.9008 | 134.0001 | 3593.8633 | 121.5531 | 0 | 2082 | 9739.6998 | 2082 | 3.6% | 9739.6998 | 7652.6213 | 2094 | 0 | 2094 | 0 | 0 | 0 | 0 | 0 | 0 | 0 | 0 | 0 | 2094 | 0 | 2094 | 0 | 0
77 | 2095 | 0 | 0 | 0.657 | 0 | 0 | 12.9449 | 0 | 0 | 12.9449 | 0 | 0 | 0 | 0 | 0 | 12.9449 | 256.0178 | 0 | 9000 | 9000 | 15424.9012 | 138.8241 | 3732.6874 | 125.8792 | 0 | 2083 | 10090.329 | 2083 | 3.6% | 10090.329 | 7928.1156 | 2095 | 0 | 2095 | 0 | 0 | 0 | 0 | 0 | 0 | 0 | 0 | 0 | 2095 | 0 | 2095 | 0 | 0
78 | 2096 | 0 | 0 | 0.657 | 0 | 0 | 13.4627 | 0 | 0 | 13.4627 | 0 | 0 | 0 | 0 | 0 | 13.4627 | 269.4805 | 0 | 9000 | 9000 | 15980.1977 | 143.8218 | 3876.5092 | 130.3591 | 0 | 2084 | 10453.5808 | 2084 | 3.6% | 10453.5808 | 8213.5278 | 2096 | 0 | 2096 | 0 | 0 | 0 | 0 | 0 | 0 | 0 | 0 | 0 | 2096 | 0 | 2096 | 0 | 0
79 | 2097 | 0 | 0 | 0.657 | 0 | 0 | 14.0012 | 0 | 0 | 14.0012 | 0 | 0 | 0 | 0 | 0 | 14.0012 | 283.4817 | 0 | 9000 | 9000 | 16555.4848 | 148.9994 | 4025.5086 | 134.9981 | 0 | 2085 | 10829.9098 | 2085 | 3.6% | 10829.9098 | 8509.2148 | 2097 | 0 | 2097 | 0 | 0 | 0 | 0 | 0 | 0 | 0 | 0 | 0 | 2097 | 0 | 2097 | 0 | 0
80 | 2098 | 0 | 0 | 0.657 | 0 | 0 | 14.5613 | 0 | 0 | 14.5613 | 0 | 0 | 0 | 0 | 0 | 14.5613 | 298.0429 | 0 | 9000 | 9000 | 17151.4822 | 154.3633 | 4179.8719 | 139.8021 | 0 | 2086 | 11219.7865 | 2086 | 3.6% | 11219.7865 | 8815.5465 | 2098 | 0 | 2098 | 0 | 0 | 0 | 0 | 0 | 0 | 0 | 0 | 0 | 2098 | 0 | 2098 | 0 | 0
81 | 2099 | 0 | 0 | 0.657 | 0 | 0 | 15.1437 | 0 | 0 | 15.1437 | 0 | 0 | 0 | 0 | 0 | 15.1437 | 313.1867 | 0 | 9000 | 9000 | 17768.9356 | 159.9204 | 4339.7923 | 144.7767 | 0 | 2087 | 11623.6988 | 2087 | 3.6% | 11623.6988 | 9132.9062 | 2099 | 0 | 2099 | 0 | 0 | 0 | 0 | 0 | 0 | 0 | 0 | 0 | 2099 | 0 | 2099 | 0 | 0
82 | 2100 | 0 | 0 | 0.657 | 0 | 0 | 15.7495 | 0 | 0 | 15.7495 | 0 | 0 | 0 | 0 | 0 | 15.7495 | 328.9361 | 0 | 9000 | 9000 | 18408.6173 | 165.6776 | 4505.4699 | 149.9281 | 0 | 2088 | 12042.152 | 2088 | 3.6% | 12042.152 | 9461.6908 | 2100 | 0 | 2100 | 0 | 0 | 0 | 0 | 0 | 0 | 0 | 0 | 0 | 2100 | 0 | 2100 | 0 | 0
83 | 2101 | 0 | 0 | 0.657 | 0 | 0 | 16.3794 | 0 | 0 | 16.3794 | 0 | 0 | 0 | 0 | 0 | 16.3794 | 345.3156 | 0 | 9000 | 9000 | 19071.3275 | 171.6419 | 4677.1118 | 155.2625 | 0 | 2089 | 12475.6695 | 2089 | 3.6% | 12475.6695 | 9802.3117 | 2101 | 0 | 2101 | 0 | 0 | 0 | 0 | 0 | 0 | 0 | 0 | 0 | 2101 | 0 | 2101 | 0 | 0
84 | 2102 | 0 | 0 | 0.657 | 0 | 0 | 17.0346 | 0 | 0 | 17.0346 | 0 | 0 | 0 | 0 | 0 | 17.0346 | 362.3502 | 0 | 9000 | 9000 | 19757.8953 | 177.8211 | 4854.9329 | 160.7864 | 0 | 2090 | 12924.7936 | 2090 | 3.6% | 12924.7936 | 10155.1949 | 2102 | 0 | 2102 | 0 | 0 | 0 | 0 | 0 | 0 | 0 | 0 | 0 | 2102 | 0 | 2102 | 0 | 0
85 | 2103 | 0 | 0 | 0.657 | 0 | 0 | 17.716 | 0 | 0 | 17.716 | 0 | 0 | 0 | 0 | 0 | 17.716 | 380.0662 | 0 | 9000 | 9000 | 20469.1795 | 184.2226 | 5039.1555 | 166.5066 | 0 | 2091 | 13390.0861 | 2091 | 3.6% | 13390.0861 | 10520.782 | 2103 | 0 | 2103 | 0 | 0 | 0 | 0 | 0 | 0 | 0 | 0 | 0 | 2103 | 0 | 2103 | 0 | 0
86 | 2104 | 0 | 0 | 0.657 | 0 | 0 | 18.4246 | 0 | 0 | 18.4246 | 0 | 0 | 0 | 0 | 0 | 18.4246 | 398.4909 | 0 | 9000 | 9000 | 21206.07 | 190.8546 | 5230.0101 | 172.43 | 0 | 2092 | 13872.1292 | 2092 | 3.6% | 13872.1292 | 10899.5301 | 2104 | 0 | 2104 | 0 | 0 | 0 | 0 | 0 | 0 | 0 | 0 | 0 | 2104 | 0 | 2104 | 0 | 0
[15 empty] | Total NPV | 8.9709 |  |  |  |  | Total NPV | 692.5633 | IRR | 0% | 2019 | 2093 | 14371.5259 | 2093 | 3.6% | 14371.5259 | 11291.9132
1 - If LRP Subsidies are applicable, an Increase in supplies occuring after 2125 will require a modification to the current analysis. | [25 empty] | 2094 | 14888.9008 | 2094 | 3.6% | 14888.9008 | 11698.4221
[26 empty] | 2095 | 15424.9012 | 2095 | 3.6% | 15424.9012 | 12119.5653
[26 empty] | 2096 | 15980.1977 | 2096 | 3.6% | 15980.1977 | 12555.8696
[26 empty] | 2097 | 16555.4848 | 2097 | 3.6% | 16555.4848 | 13007.8809
[26 empty] | 2098 | 17151.4822 | 2098 | 3.6% | 17151.4822 | 13476.1646
[26 empty] | 2099 | 17768.9356 | 2099 | 3.6% | 17768.9356 | 13961.3066
[26 empty] | 2100 | 18408.6173 | 2100 | 3.6% | 18408.6173 | 14463.9136
Note on F10: J. Almaraz: It is assumed that anything in $Year, or prior, are actual costs with no escalation required.
Note on L10: J. Almaraz: It is assumed that anything in $Year, or prior, will be treated as cash and not financed.
Note on AS10: J. Almaraz: Only Column with equivalent Borrowing term to Cell N4 is correct
Note on AL14: Jaime Almaraz: Rate Effective 1/2009 Rate Change on 9/1/2009 to 2010 Values
Note on AL20: Jaime Almaraz: Rates approved by the MWD board in April 2014 for 2015 and 2016.

## Step1
Projected Costs and Revenues for Master Project ending after Step 1
Scenario Assumptions
|  |  | Net Present Value (NPV) |  | Cost Escalation Rate |  |  | Financing |  |  | LRP Incentive |  |  | Avoided MWD Cost |  | Pumping Cost
| Year of Cost Projection | Project Starting Year | NPV Year | Discount Rate | Capital | O&M | Pumping | % of Capital Financed | Term (Years) | Borrowing Rate | Incentive Qualifying | Incentive ($/Acre-Ft) | Payment Option (Years) | MWD Tier 1 Water Rate | Long Term Rate Increase | Applicable ? | Pumping Cost ($/acre-ft) | Max GW Available (acre-ft/year) | Pumping Start Year
| 2019 | 2019 | 2019 | 0.04 | 0.022 | 0.03 | 0.04 | 0.65 | 30 | 0.05 | Yes | 475 | 15 | Treated | 0.036 | Yes | 73 | 9000 | 2018
CHANGE THESE VALUES ONLY ON 'NPV SUMMARY' SHEET
ONLY CHANGE WATER RATES IN 'Rates' SHEET. CHANGES WILL BE REFLECTED HERE.
Base
|  | Projected Annual Cost 2019 Dollar Year ($Million) |  |  | Projected Annual Cost Escalated Values ($Million) |  |  | Projected Annual Cost with Financing ($Million; NPV=$8.971) | [9 empty] | Avoided MWD Purchase ($Million; NPV=$692.563) | [5 empty] | LADWP Rate of Return |  | Rate Used in Analysis |  | MWD Water Rates |  |  |  | Financing Costs used in Analysis |  | Financing Costs (Note- only correct column is one with Cell J5 Borrowing Term) | [9 empty] | LRP Incentive used in Analysis |  | LRP Subsidy
No. | FYE | Capital | O&M | Pumping | Escalated Capital | Escalated O&M | Escalated Pumping | CASH Capital | CASH O&M | CASH Pumping | Financed Capital | Annual Payment | Financing Costs | Annual LRP Subsidy | Total LRP Subsidy | Total Cost | Cumulative Cost ($Million) | Water Demand (Acre-Ft) | Pumped Water (Acre-Ft) | 1Avoided Purchase (Acre-Ft) | MWD Water Rate ($/Acre-Ft) | Avoided Cost ($Million) | Cumulative Cost ($Million) | Net Cash Flow | Payback Year | Year | Tier 1 Treated ($/Acre-Ft) | Year | Rate Increase Projection | Tier 1 - Treated ($/Acre-Ft) | Tier 1 - Untreated ($/Acre-Ft) | Year | 30 Year Borrowing Term | Year | 5 Year Borrowing Term | 10 Year Borrowing Term | 15 Year Borrowing Term | 18 Year Borrowing Term | 20 Year Borrowing Term | 25 Year Borrowing Term | 30 Year Borrowing Term | 35 Year Borrowing Term | 40 Year Borrowing Term | Year | 15 Year Term | Year | 15 Year Term | 25 Year Term
0
1 | 2019 | 0 | 0 | 0.657 | 0 | 0 | 0.657 | 0 | 0 | 0.657 | 0 | 0 | 0 | 4.275 | 0 | 0.657 | 0.657 | 0 | 9000 | 9000 | 1053 | 9.477 | 9.477 | 8.82 | 2019 | 2007 | 478 | 2007 | - | 478 | 331 | 2019 | 0 | 2019 | 0 | 0 | 0 | 0 | 0 | 0 | 0 | 0 | 0 | 2019 | 0 | 2019 | 0 | 0
2 | 2020 | 0 | 0 | 0.657 | 0 | 0 | 0.68328 | 0 | 0 | 0.68328 | 0 | 0 | 0 | 0 | 4.275 | -3.5917 | -2.9347 | 0 | 9000 | 9000 | 1092 | 9.828 | 19.305 | 13.4197 | 0 | 2008 | 508 | 2008 | - | 508 | 351 | 2020 | 0 | 2020 | 0 | 0 | 0 | 0 | 0 | 0 | 0 | 0 | 0 | 2020 | 4.275 | 2020 | 4.275 | 4.275
3 | 2021 | 0 | 0 | 0.657 | 0 | 0 | 0.71061 | 0 | 0 | 0.71061 | 0 | 0 | 0 | 0 | 4.275 | -3.5644 | -6.4991 | 0 | 9000 | 9000 | 1123 | 10.107 | 29.412 | 13.6714 | 0 | 2009 | 579 | 2009 | - | 579 | 412 | 2021 | 0 | 2021 | 0 | 0 | 0 | 0 | 0 | 0 | 0 | 0 | 0 | 2021 | 4.275 | 2021 | 4.275 | 4.275
4 | 2022 | 0 | 0 | 0.657 | 0 | 0 | 0.73904 | 0 | 0 | 0.73904 | 0 | 0 | 0 | 0 | 4.275 | -3.536 | -10.0351 | 0 | 9000 | 9000 | 1164 | 10.476 | 39.888 | 14.012 | 0 | 2010 | 701 | 2010 | - | 701 | 484 | 2022 | 0 | 2022 | 0 | 0 | 0 | 0 | 0 | 0 | 0 | 0 | 0 | 2022 | 4.275 | 2022 | 4.275 | 4.275
5 | 2023 | 0 | 0 | 0.657 | 0 | 0 | 0.7686 | 0 | 0 | 0.7686 | 0 | 0 | 0 | 0 | 4.275 | -3.5064 | -13.5415 | 0 | 9000 | 9000 | 1205 | 10.845 | 50.733 | 14.3514 | 0 | 2011 | 744 | 2011 | - | 744 | 527 | 2023 | 0 | 2023 | 0 | 0 | 0 | 0 | 0 | 0 | 0 | 0 | 0 | 2023 | 4.275 | 2023 | 4.275 | 4.275
6 | 2024 | 0 | 0 | 0.657 | 0 | 0 | 0.79934 | 0 | 0 | 0.79934 | 0 | 0 | 0 | 0 | 4.275 | -3.4757 | -17.0171 | 0 | 9000 | 9000 | 1249 | 11.241 | 61.974 | 14.7167 | 0 | 2012 | 794 | 2012 | - | 794 | 560 | 2024 | 0 | 2024 | 0 | 0 | 0 | 0 | 0 | 0 | 0 | 0 | 0 | 2024 | 4.275 | 2024 | 4.275 | 4.275
7 | 2025 | 0 | 0 | 0.657 | 0 | 0 | 0.83131 | 0 | 0 | 0.83131 | 0 | 0 | 0 | 0 | 4.275 | -3.4437 | -20.4608 | 0 | 9000 | 9000 | 1296 | 11.664 | 73.638 | 15.1077 | 0 | 2013 | 847 | 2013 | - | 847 | 593 | 2025 | 0 | 2025 | 0 | 0 | 0 | 0 | 0 | 0 | 0 | 0 | 0 | 2025 | 4.275 | 2025 | 4.275 | 4.275
8 | 2026 | 0 | 0 | 0.657 | 0 | 0 | 0.86457 | 0 | 0 | 0.86457 | 0 | 0 | 0 | 0 | 4.275 | -3.4104 | -23.8713 | 0 | 9000 | 9000 | 1344 | 12.096 | 85.734 | 15.5064 | 0 | 2014 | 890 | 2014 | - | 890 | 593 | 2026 | 0 | 2026 | 0 | 0 | 0 | 0 | 0 | 0 | 0 | 0 | 0 | 2026 | 4.275 | 2026 | 4.275 | 4.275
9 | 2027 | 0 | 0 | 0.657 | 0 | 0 | 0.89915 | 0 | 0 | 0.89915 | 0 | 0 | 0 | 0 | 4.275 | -3.3759 | -27.2471 | 0 | 9000 | 9000 | 1392.384 | 12.5315 | 98.2655 | 15.9073 | 0 | 2015 | 923 | 2015 | - | 923 | 582 | 2027 | 0 | 2027 | 0 | 0 | 0 | 0 | 0 | 0 | 0 | 0 | 0 | 2027 | 4.275 | 2027 | 4.275 | 4.275
10 | 2028 | 0 | 0 | 0.657 | 0 | 0 | 0.93512 | 0 | 0 | 0.93512 | 0 | 0 | 0 | 0 | 4.275 | -3.3399 | -30.587 | 0 | 9000 | 9000 | 1442.5098 | 12.9826 | 111.248 | 16.3225 | 0 | 2016 | 942 | 2016 | - | 942 | 594 | 2028 | 0 | 2028 | 0 | 0 | 0 | 0 | 0 | 0 | 0 | 0 | 0 | 2028 | 4.275 | 2028 | 4.275 | 4.275
11 | 2029 | 0 | 0 | 0.657 | 0 | 0 | 0.97252 | 0 | 0 | 0.97252 | 0 | 0 | 0 | 0 | 4.275 | -3.3025 | -33.8895 | 0 | 9000 | 9000 | 1494.4402 | 13.45 | 124.698 | 16.7524 | 0 | 2017 | 979 | 2017 | 0 | 979 | 666 | 2029 | 0 | 2029 | 0 | 0 | 0 | 0 | 0 | 0 | 0 | 0 | 0 | 2029 | 4.275 | 2029 | 4.275 | 4.275
12 | 2030 | 0 | 0 | 0.657 | 0 | 0 | 1.0114 | 0 | 0 | 1.0114 | 0 | 0 | 0 | 0 | 4.275 | -3.2636 | -37.153 | 0 | 9000 | 9000 | 1548.24 | 13.9342 | 138.6322 | 17.1977 | 0 | 2018 | 1015 | 2018 | 0 | 1015 | 695 | 2030 | 0 | 2030 | 0 | 0 | 0 | 0 | 0 | 0 | 0 | 0 | 0 | 2030 | 4.275 | 2030 | 4.275 | 4.275
13 | 2031 | 0 | 0 | 0.657 | 0 | 0 | 1.0519 | 0 | 0 | 1.0519 | 0 | 0 | 0 | 0 | 4.275 | -3.2231 | -40.3762 | 0 | 9000 | 9000 | 1603.9767 | 14.4358 | 153.068 | 17.6589 | 0 | 2019 | 1053 | 2019 | 0 | 1053 | 738 | 2031 | 0 | 2031 | 0 | 0 | 0 | 0 | 0 | 0 | 0 | 0 | 0 | 2031 | 4.275 | 2031 | 4.275 | 4.275
14 | 2032 | 0 | 0 | 0.657 | 0 | 0 | 1.094 | 0 | 0 | 1.094 | 0 | 0 | 0 | 0 | 4.275 | -3.181 | -43.5572 | 0 | 9000 | 9000 | 1661.7198 | 14.9555 | 168.0234 | 18.1365 | 0 | 2020 | 1092 | 2020 | 0 | 1092 | 783 | 2032 | 0 | 2032 | 0 | 0 | 0 | 0 | 0 | 0 | 0 | 0 | 0 | 2032 | 4.275 | 2032 | 4.275 | 4.275
15 | 2033 | 0 | 0 | 0.657 | 0 | 0 | 1.1377 | 0 | 0 | 1.1377 | 0 | 0 | 0 | 0 | 4.275 | -3.1373 | -46.6945 | 0 | 9000 | 9000 | 1721.5417 | 15.4939 | 183.5173 | 18.6312 | 0 | 2021 | 1123 | 2021 | 0 | 1123 | 835 | 2033 | 0 | 2033 | 0 | 0 | 0 | 0 | 0 | 0 | 0 | 0 | 0 | 2033 | 4.275 | 2033 | 4.275 | 4.275
16 | 2034 | 0 | 0 | 0.657 | 0 | 0 | 1.1832 | 0 | 0 | 1.1832 | 0 | 0 | 0 | 0 | 4.275 | -3.0918 | -49.7863 | 0 | 9000 | 9000 | 1783.5172 | 16.0517 | 199.569 | 19.1434 | 0 | 2022 | 1164 | 2022 | 0 | 1164 | 876 | 2034 | 0 | 2034 | 0 | 0 | 0 | 0 | 0 | 0 | 0 | 0 | 0 | 2034 | 4.275 | 2034 | 4.275 | 4.275
17 | 2035 | 0 | 0 | 0.657 | 0 | 0 | 1.2305 | 0 | 0 | 1.2305 | 0 | 0 | 0 | 0 | 0 | 1.2305 | -48.5557 | 0 | 9000 | 9000 | 1847.7239 | 16.6295 | 216.1985 | 15.399 | 0 | 2023 | 1205 | 2023 | 0 | 1205 | 917 | 2035 | 0 | 2035 | 0 | 0 | 0 | 0 | 0 | 0 | 0 | 0 | 0 | 2035 | 0 | 2035 | 0 | 4.275
18 | 2036 | 0 | 0 | 0.657 | 0 | 0 | 1.2798 | 0 | 0 | 1.2798 | 0 | 0 | 0 | 0 | 0 | 1.2798 | -47.276 | 0 | 9000 | 9000 | 1914.2419 | 17.2282 | 233.4267 | 15.9484 | 0 | 2024 | 1249 | 2024 | 0 | 1249 | 961 | 2036 | 0 | 2036 | 0 | 0 | 0 | 0 | 0 | 0 | 0 | 0 | 0 | 2036 | 0 | 2036 | 0 | 4.275
19 | 2037 | 0 | 0 | 0.657 | 0 | 0 | 1.331 | 0 | 0 | 1.331 | 0 | 0 | 0 | 0 | 0 | 1.331 | -45.945 | 0 | 9000 | 9000 | 1983.1546 | 17.8484 | 251.275 | 16.5174 | 0 | 2025 | 1296 | 2025 | 0 | 1296 | 1008 | 2037 | 0 | 2037 | 0 | 0 | 0 | 0 | 0 | 0 | 0 | 0 | 0 | 2037 | 0 | 2037 | 0 | 4.275
20 | 2038 | 0 | 0 | 0.657 | 0 | 0 | 1.3842 | 0 | 0 | 1.3842 | 0 | 0 | 0 | 0 | 0 | 1.3842 | -44.5608 | 0 | 9000 | 9000 | 2054.5482 | 18.4909 | 269.766 | 17.1067 | 0 | 2026 | 1344 | 2026 | 0 | 1344 | 1056 | 2038 | 0 | 2038 | 0 | 0 | 0 | 0 | 0 | 0 | 0 | 0 | 0 | 2038 | 0 | 2038 | 0 | 4.275
21 | 2039 | 0 | 0 | 0.657 | 0 | 0 | 1.4396 | 0 | 0 | 1.4396 | 0 | 0 | 0 | 0 | 0 | 1.4396 | -43.1212 | 0 | 9000 | 9000 | 2128.5119 | 19.1566 | 288.9226 | 17.717 | 0 | 2027 | 1392.384 | 2027 | 3.6% | 1392.384 | 1094.016 | 2039 | 0 | 2039 | 0 | 0 | 0 | 0 | 0 | 0 | 0 | 0 | 0 | 2039 | 0 | 2039 | 0 | 4.275
22 | 2040 | 0 | 0 | 0.657 | 0 | 0 | 1.4972 | 0 | 0 | 1.4972 | 0 | 0 | 0 | 0 | 0 | 1.4972 | -41.6241 | 0 | 9000 | 9000 | 2205.1384 | 19.8462 | 308.7688 | 18.3491 | 0 | 2028 | 1442.5098 | 2028 | 3.6% | 1442.5098 | 1133.4006 | 2040 | 0 | 2040 | 0 | 0 | 0 | 0 | 0 | 0 | 0 | 0 | 0 | 2040 | 0 | 2040 | 0 | 4.275
23 | 2041 | 0 | 0 | 0.657 | 0 | 0 | 1.557 | 0 | 0 | 1.557 | 0 | 0 | 0 | 0 | 0 | 1.557 | -40.067 | 0 | 9000 | 9000 | 2284.5233 | 20.5607 | 329.3295 | 19.0037 | 0 | 2029 | 1494.4402 | 2029 | 3.6% | 1494.4402 | 1174.203 | 2041 | 0 | 2041 | 0 | 0 | 0 | 0 | 0 | 0 | 0 | 0 | 0 | 2041 | 0 | 2041 | 0 | 4.275
24 | 2042 | 0 | 0 | 0.657 | 0 | 0 | 1.6193 | 0 | 0 | 1.6193 | 0 | 0 | 0 | 0 | 0 | 1.6193 | -38.4477 | 0 | 9000 | 9000 | 2366.7662 | 21.3009 | 350.6304 | 19.6816 | 0 | 2030 | 1548.24 | 2030 | 3.6% | 1548.24 | 1216.4743 | 2042 | 0 | 2042 | 0 | 0 | 0 | 0 | 0 | 0 | 0 | 0 | 0 | 2042 | 0 | 2042 | 0 | 4.275
25 | 2043 | 0 | 0 | 0.657 | 0 | 0 | 1.6841 | 0 | 0 | 1.6841 | 0 | 0 | 0 | 0 | 0 | 1.6841 | -36.7636 | 0 | 9000 | 9000 | 2451.9698 | 22.0677 | 372.6982 | 20.3836 | 0 | 2031 | 1603.9767 | 2031 | 3.6% | 1603.9767 | 1260.2674 | 2043 | 0 | 2043 | 0 | 0 | 0 | 0 | 0 | 0 | 0 | 0 | 0 | 2043 | 0 | 2043 | 0 | 4.275
26 | 2044 | 0 | 0 | 0.657 | 0 | 0 | 1.7515 | 0 | 0 | 1.7515 | 0 | 0 | 0 | 0 | 0 | 1.7515 | -35.0122 | 0 | 9000 | 9000 | 2540.2407 | 22.8622 | 395.5603 | 21.1107 | 0 | 2032 | 1661.7198 | 2032 | 3.6% | 1661.7198 | 1305.637 | 2044 | 0 | 2044 | 0 | 0 | 0 | 0 | 0 | 0 | 0 | 0 | 0 | 2044 | 0 | 2044 | 0 | 4.275
27 | 2045 | 0 | 0 | 0.657 | 0 | 0 | 1.8215 | 0 | 0 | 1.8215 | 0 | 0 | 0 | 0 | 0 | 1.8215 | -33.1907 | 0 | 9000 | 9000 | 2631.6893 | 23.6852 | 419.2455 | 21.8637 | 0 | 2033 | 1721.5417 | 2033 | 3.6% | 1721.5417 | 1352.6399 | 2045 | 0 | 2045 | 0 | 0 | 0 | 0 | 0 | 0 | 0 | 0 | 0 | 2045 | 0 | 2045 | 0 | 0
28 | 2046 | 0 | 0 | 0.657 | 0 | 0 | 1.8944 | 0 | 0 | 1.8944 | 0 | 0 | 0 | 0 | 0 | 1.8944 | -31.2963 | 0 | 9000 | 9000 | 2726.4302 | 24.5379 | 443.7834 | 22.6435 | 0 | 2034 | 1783.5172 | 2034 | 3.6% | 1783.5172 | 1401.335 | 2046 | 0 | 2046 | 0 | 0 | 0 | 0 | 0 | 0 | 0 | 0 | 0 | 2046 | 0 | 2046 | 0 | 0
29 | 2047 | 0 | 0 | 0.657 | 0 | 0 | 1.9701 | 0 | 0 | 1.9701 | 0 | 0 | 0 | 0 | 0 | 1.9701 | -29.3261 | 0 | 9000 | 9000 | 2824.5816 | 25.4212 | 469.2046 | 23.4511 | 0 | 2035 | 1847.7239 | 2035 | 3.6% | 1847.7239 | 1451.783 | 2047 | 0 | 2047 | 0 | 0 | 0 | 0 | 0 | 0 | 0 | 0 | 0 | 2047 | 0 | 2047 | 0 | 0
30 | 2048 | 0 | 0 | 0.657 | 0 | 0 | 2.049 | 0 | 0 | 2.049 | 0 | 0 | 0 | 0 | 0 | 2.049 | -27.2772 | 0 | 9000 | 9000 | 2926.2666 | 26.3364 | 495.541 | 24.2874 | 0 | 2036 | 1914.2419 | 2036 | 3.6% | 1914.2419 | 1504.0472 | 2048 | 0 | 2048 | 0 | 0 | 0 | 0 | 0 | 0 | 0 | 0 | 0 | 2048 | 0 | 2048 | 0 | 0
31 | 2049 | 0 | 0 | 0.657 | 0 | 0 | 2.1309 | 0 | 0 | 2.1309 | 0 | 0 | 0 | 0 | 0 | 2.1309 | -25.1463 | 0 | 9000 | 9000 | 3031.6122 | 27.2845 | 522.8256 | 25.1536 | 0 | 2037 | 1983.1546 | 2037 | 3.6% | 1983.1546 | 1558.1929 | 2049 | 0 | 2049 | 0 | 0 | 0 | 0 | 0 | 0 | 0 | 0 | 0 | 2049 | 0 | 2049 | 0 | 0
32 | 2050 | 0 | 0 | 0.657 | 0 | 0 | 2.2161 | 0 | 0 | 2.2161 | 0 | 0 | 0 | 0 | 0 | 2.2161 | -22.9301 | 0 | 9000 | 9000 | 3140.7502 | 28.2668 | 551.0923 | 26.0506 | 0 | 2038 | 2054.5482 | 2038 | 3.6% | 2054.5482 | 1614.2879 | 2050 | 0 | 2050 | 0 | 0 | 0 | 0 | 0 | 0 | 0 | 0 | 0 | 2050 | 0 | 2050 | 0 | 0
33 | 2051 | 0 | 0 | 0.657 | 0 | 0 | 2.3048 | 0 | 0 | 2.3048 | 0 | 0 | 0 | 0 | 0 | 2.3048 | -20.6253 | 0 | 9000 | 9000 | 3253.8172 | 29.2844 | 580.3767 | 26.9796 | 0 | 2039 | 2128.5119 | 2039 | 3.6% | 2128.5119 | 1672.4022 | 2051 | 0 | 2051 | 0 | 0 | 0 | 0 | 0 | 0 | 0 | 0 | 0 | 2051 | 0 | 2051 | 0 | 0
34 | 2052 | 0 | 0 | 0.657 | 0 | 0 | 2.397 | 0 | 0 | 2.397 | 0 | 0 | 0 | 0 | 0 | 2.397 | -18.2284 | 0 | 9000 | 9000 | 3370.9546 | 30.3386 | 610.7153 | 27.9416 | 0 | 2040 | 2205.1384 | 2040 | 3.6% | 2205.1384 | 1732.6087 | 2052 | 0 | 2052 | 0 | 0 | 0 | 0 | 0 | 0 | 0 | 0 | 0 | 2052 | 0 | 2052 | 0 | 0
35 | 2053 | 0 | 0 | 0.657 | 0 | 0 | 2.4929 | 0 | 0 | 2.4929 | 0 | 0 | 0 | 0 | 0 | 2.4929 | -15.7355 | 0 | 9000 | 9000 | 3492.309 | 31.4308 | 642.146 | 28.9379 | 0 | 2041 | 2284.5233 | 2041 | 3.6% | 2284.5233 | 1794.9826 | 2053 | 0 | 2053 | 0 | 0 | 0 | 0 | 0 | 0 | 0 | 0 | 0 | 2053 | 0 | 2053 | 0 | 0
36 | 2054 | 0 | 0 | 0.657 | 0 | 0 | 2.5926 | 0 | 0 | 2.5926 | 0 | 0 | 0 | 0 | 0 | 2.5926 | -13.1429 | 0 | 9000 | 9000 | 3618.0321 | 32.5623 | 674.7083 | 29.9697 | 0 | 2042 | 2366.7662 | 2042 | 3.6% | 2366.7662 | 1859.602 | 2054 | 0 | 2054 | 0 | 0 | 0 | 0 | 0 | 0 | 0 | 0 | 0 | 2054 | 0 | 2054 | 0 | 0
37 | 2055 | 0 | 0 | 0.657 | 0 | 0 | 2.6963 | 0 | 0 | 2.6963 | 0 | 0 | 0 | 0 | 0 | 2.6963 | -10.4466 | 0 | 9000 | 9000 | 3748.2813 | 33.7345 | 708.4429 | 31.0382 | 0 | 2043 | 2451.9698 | 2043 | 3.6% | 2451.9698 | 1926.5477 | 2055 | 0 | 2055 | 0 | 0 | 0 | 0 | 0 | 0 | 0 | 0 | 0 | 2055 | 0 | 2055 | 0 | 0
38 | 2056 | 0 | 0 | 0.657 | 0 | 0 | 2.8041 | 0 | 0 | 2.8041 | 0 | 0 | 0 | 0 | 0 | 2.8041 | -7.6425 | 0 | 9000 | 9000 | 3883.2194 | 34.949 | 743.3918 | 32.1448 | 0 | 2044 | 2540.2407 | 2044 | 3.6% | 2540.2407 | 1995.9034 | 2056 | 0 | 2056 | 0 | 0 | 0 | 0 | 0 | 0 | 0 | 0 | 0 | 2056 | 0 | 2056 | 0 | 0
39 | 2057 | 0 | 0 | 0.657 | 0 | 0 | 2.9163 | 0 | 0 | 2.9163 | 0 | 0 | 0 | 0 | 0 | 2.9163 | -4.7262 | 0 | 9000 | 9000 | 4023.0153 | 36.2071 | 779.599 | 33.2908 | 0 | 2045 | 2631.6893 | 2045 | 3.6% | 2631.6893 | 2067.7559 | 2057 | 0 | 2057 | 0 | 0 | 0 | 0 | 0 | 0 | 0 | 0 | 0 | 2057 | 0 | 2057 | 0 | 0
40 | 2058 | 0 | 0 | 0.657 | 0 | 0 | 3.033 | 0 | 0 | 3.033 | 0 | 0 | 0 | 0 | 0 | 3.033 | -1.6932 | 0 | 9000 | 9000 | 4167.8439 | 37.5106 | 817.1096 | 34.4776 | 0 | 2046 | 2726.4302 | 2046 | 3.6% | 2726.4302 | 2142.1951 | 2058 | 0 | 2058 | 0 | 0 | 0 | 0 | 0 | 0 | 0 | 0 | 0 | 2058 | 0 | 2058 | 0 | 0
41 | 2059 | 0 | 0 | 0.657 | 0 | 0 | 3.1543 | 0 | 0 | 3.1543 | 0 | 0 | 0 | 0 | 0 | 3.1543 | 1.461 | 0 | 9000 | 9000 | 4317.8863 | 38.861 | 855.9705 | 35.7067 | 0 | 2047 | 2824.5816 | 2047 | 3.6% | 2824.5816 | 2219.3141 | 2059 | 0 | 2059 | 0 | 0 | 0 | 0 | 0 | 0 | 0 | 0 | 0 | 2059 | 0 | 2059 | 0 | 0
42 | 2060 | 0 | 0 | 0.657 | 0 | 0 | 3.2804 | 0 | 0 | 3.2804 | 0 | 0 | 0 | 0 | 0 | 3.2804 | 4.7415 | 0 | 9000 | 9000 | 4473.3302 | 40.26 | 896.2305 | 36.9795 | 0 | 2048 | 2926.2666 | 2048 | 3.6% | 2926.2666 | 2299.2095 | 2060 | 0 | 2060 | 0 | 0 | 0 | 0 | 0 | 0 | 0 | 0 | 0 | 2060 | 0 | 2060 | 0 | 0
43 | 2061 | 0 | 0 | 0.657 | 0 | 0 | 3.4117 | 0 | 0 | 3.4117 | 0 | 0 | 0 | 0 | 0 | 3.4117 | 8.1531 | 0 | 9000 | 9000 | 4634.37 | 41.7093 | 937.9398 | 38.2977 | 0 | 2049 | 3031.6122 | 2049 | 3.6% | 3031.6122 | 2381.981 | 2061 | 0 | 2061 | 0 | 0 | 0 | 0 | 0 | 0 | 0 | 0 | 0 | 2061 | 0 | 2061 | 0 | 0
44 | 2062 | 0 | 0 | 0.657 | 0 | 0 | 3.5481 | 0 | 0 | 3.5481 | 0 | 0 | 0 | 0 | 0 | 3.5481 | 11.7013 | 0 | 9000 | 9000 | 4801.2074 | 43.2109 | 981.1507 | 39.6627 | 0 | 2050 | 3140.7502 | 2050 | 3.6% | 3140.7502 | 2467.7323 | 2062 | 0 | 2062 | 0 | 0 | 0 | 0 | 0 | 0 | 0 | 0 | 0 | 2062 | 0 | 2062 | 0 | 0
45 | 2063 | 0 | 0 | 0.657 | 0 | 0 | 3.6901 | 0 | 0 | 3.6901 | 0 | 0 | 0 | 0 | 0 | 3.6901 | 15.3913 | 0 | 9000 | 9000 | 4974.0508 | 44.7665 | 1025.9172 | 41.0764 | 0 | 2051 | 3253.8172 | 2051 | 3.6% | 3253.8172 | 2556.5707 | 2063 | 0 | 2063 | 0 | 0 | 0 | 0 | 0 | 0 | 0 | 0 | 0 | 2063 | 0 | 2063 | 0 | 0
46 | 2064 | 0 | 0 | 0.657 | 0 | 0 | 3.8377 | 0 | 0 | 3.8377 | 0 | 0 | 0 | 0 | 0 | 3.8377 | 19.229 | 0 | 9000 | 9000 | 5153.1167 | 46.378 | 1072.2952 | 42.5404 | 0 | 2052 | 3370.9546 | 2052 | 3.6% | 3370.9546 | 2648.6072 | 2064 | 0 | 2064 | 0 | 0 | 0 | 0 | 0 | 0 | 0 | 0 | 0 | 2064 | 0 | 2064 | 0 | 0
47 | 2065 | 0 | 0 | 0.657 | 0 | 0 | 3.9912 | 0 | 0 | 3.9912 | 0 | 0 | 0 | 0 | 0 | 3.9912 | 23.2201 | 0 | 9000 | 9000 | 5338.6289 | 48.0477 | 1120.3429 | 44.0565 | 0 | 2053 | 3492.309 | 2053 | 3.6% | 3492.309 | 2743.9571 | 2065 | 0 | 2065 | 0 | 0 | 0 | 0 | 0 | 0 | 0 | 0 | 0 | 2065 | 0 | 2065 | 0 | 0
48 | 2066 | 0 | 0 | 0.657 | 0 | 0 | 4.1508 | 0 | 0 | 4.1508 | 0 | 0 | 0 | 0 | 0 | 4.1508 | 27.3709 | 0 | 9000 | 9000 | 5530.8195 | 49.7774 | 1170.1202 | 45.6266 | 0 | 2054 | 3618.0321 | 2054 | 3.6% | 3618.0321 | 2842.7395 | 2066 | 0 | 2066 | 0 | 0 | 0 | 0 | 0 | 0 | 0 | 0 | 0 | 2066 | 0 | 2066 | 0 | 0
49 | 2067 | 0 | 0 | 0.657 | 0 | 0 | 4.3168 | 0 | 0 | 4.3168 | 0 | 0 | 0 | 0 | 0 | 4.3168 | 31.6878 | 0 | 9000 | 9000 | 5729.929 | 51.5694 | 1221.6896 | 47.2525 | 0 | 2055 | 3748.2813 | 2055 | 3.6% | 3748.2813 | 2945.0782 | 2067 | 0 | 2067 | 0 | 0 | 0 | 0 | 0 | 0 | 0 | 0 | 0 | 2067 | 0 | 2067 | 0 | 0
50 | 2068 | 0 | 0 | 0.657 | 0 | 0 | 4.4895 | 0 | 0 | 4.4895 | 0 | 0 | 0 | 0 | 0 | 4.4895 | 36.1773 | 0 | 9000 | 9000 | 5936.2064 | 53.4259 | 1275.1155 | 48.9363 | 0 | 2056 | 3883.2194 | 2056 | 3.6% | 3883.2194 | 3051.101 | 2068 | 0 | 2068 | 0 | 0 | 0 | 0 | 0 | 0 | 0 | 0 | 0 | 2068 | 0 | 2068 | 0 | 0
51 | 2069 | 0 | 0 | 0.657 | 0 | 0 | 4.6691 | 0 | 0 | 4.6691 | 0 | 0 | 0 | 0 | 0 | 4.6691 | 40.8464 | 0 | 9000 | 9000 | 6149.9099 | 55.3492 | 1330.4647 | 50.6801 | 0 | 2057 | 4023.0153 | 2057 | 3.6% | 4023.0153 | 3160.9406 | 2069 | 0 | 2069 | 0 | 0 | 0 | 0 | 0 | 0 | 0 | 0 | 0 | 2069 | 0 | 2069 | 0 | 0
52 | 2070 | 0 | 0 | 0.657 | 0 | 0 | 4.8559 | 0 | 0 | 4.8559 | 0 | 0 | 0 | 0 | 0 | 4.8559 | 45.7022 | 0 | 9000 | 9000 | 6371.3066 | 57.3418 | 1387.8064 | 52.4859 | 0 | 2058 | 4167.8439 | 2058 | 3.6% | 4167.8439 | 3274.7345 | 2070 | 0 | 2070 | 0 | 0 | 0 | 0 | 0 | 0 | 0 | 0 | 0 | 2070 | 0 | 2070 | 0 | 0
53 | 2071 | 0 | 0 | 0.657 | 0 | 0 | 5.0501 | 0 | 0 | 5.0501 | 0 | 0 | 0 | 0 | 0 | 5.0501 | 50.7523 | 0 | 9000 | 9000 | 6600.6737 | 59.4061 | 1447.2125 | 54.356 | 0 | 2059 | 4317.8863 | 2059 | 3.6% | 4317.8863 | 3392.6249 | 2071 | 0 | 2071 | 0 | 0 | 0 | 0 | 0 | 0 | 0 | 0 | 0 | 2071 | 0 | 2071 | 0 | 0
54 | 2072 | 0 | 0 | 0.657 | 0 | 0 | 5.2521 | 0 | 0 | 5.2521 | 0 | 0 | 0 | 0 | 0 | 5.2521 | 56.0044 | 0 | 9000 | 9000 | 6838.2979 | 61.5447 | 1508.7572 | 56.2926 | 0 | 2060 | 4473.3302 | 2060 | 3.6% | 4473.3302 | 3514.7594 | 2072 | 0 | 2072 | 0 | 0 | 0 | 0 | 0 | 0 | 0 | 0 | 0 | 2072 | 0 | 2072 | 0 | 0
55 | 2073 | 0 | 0 | 0.657 | 0 | 0 | 5.4622 | 0 | 0 | 5.4622 | 0 | 0 | 0 | 0 | 0 | 5.4622 | 61.4666 | 0 | 9000 | 9000 | 7084.4766 | 63.7603 | 1572.5175 | 58.2981 | 0 | 2061 | 4634.37 | 2061 | 3.6% | 4634.37 | 3641.2907 | 2073 | 0 | 2073 | 0 | 0 | 0 | 0 | 0 | 0 | 0 | 0 | 0 | 2073 | 0 | 2073 | 0 | 0
56 | 2074 | 0 | 0 | 0.657 | 0 | 0 | 5.6807 | 0 | 0 | 5.6807 | 0 | 0 | 0 | 0 | 0 | 5.6807 | 67.1472 | 0 | 9000 | 9000 | 7339.5178 | 66.0557 | 1638.5731 | 60.375 | 0 | 2062 | 4801.2074 | 2062 | 3.6% | 4801.2074 | 3772.3772 | 2074 | 0 | 2074 | 0 | 0 | 0 | 0 | 0 | 0 | 0 | 0 | 0 | 2074 | 0 | 2074 | 0 | 0
57 | 2075 | 0 | 0 | 0.657 | 0 | 0 | 5.9079 | 0 | 0 | 5.9079 | 0 | 0 | 0 | 0 | 0 | 5.9079 | 73.0551 | 0 | 9000 | 9000 | 7603.7404 | 68.4337 | 1707.0068 | 62.5258 | 0 | 2063 | 4974.0508 | 2063 | 3.6% | 4974.0508 | 3908.1828 | 2075 | 0 | 2075 | 0 | 0 | 0 | 0 | 0 | 0 | 0 | 0 | 0 | 2075 | 0 | 2075 | 0 | 0
58 | 2076 | 0 | 0 | 0.657 | 0 | 0 | 6.1442 | 0 | 0 | 6.1442 | 0 | 0 | 0 | 0 | 0 | 6.1442 | 79.1993 | 0 | 9000 | 9000 | 7877.4751 | 70.8973 | 1777.9041 | 64.7531 | 0 | 2064 | 5153.1167 | 2064 | 3.6% | 5153.1167 | 4048.8774 | 2076 | 0 | 2076 | 0 | 0 | 0 | 0 | 0 | 0 | 0 | 0 | 0 | 2076 | 0 | 2076 | 0 | 0
59 | 2077 | 0 | 0 | 0.657 | 0 | 0 | 6.39 | 0 | 0 | 6.39 | 0 | 0 | 0 | 0 | 0 | 6.39 | 85.5893 | 0 | 9000 | 9000 | 8161.0642 | 73.4496 | 1851.3536 | 67.0596 | 0 | 2065 | 5338.6289 | 2065 | 3.6% | 5338.6289 | 4194.637 | 2077 | 0 | 2077 | 0 | 0 | 0 | 0 | 0 | 0 | 0 | 0 | 0 | 2077 | 0 | 2077 | 0 | 0
60 | 2078 | 0 | 0 | 0.657 | 0 | 0 | 6.6456 | 0 | 0 | 6.6456 | 0 | 0 | 0 | 0 | 0 | 6.6456 | 92.2349 | 0 | 9000 | 9000 | 8454.8625 | 76.0938 | 1927.4474 | 69.4482 | 0 | 2066 | 5530.8195 | 2066 | 3.6% | 5530.8195 | 4345.6439 | 2078 | 0 | 2078 | 0 | 0 | 0 | 0 | 0 | 0 | 0 | 0 | 0 | 2078 | 0 | 2078 | 0 | 0
61 | 2079 | 0 | 0 | 0.657 | 0 | 0 | 6.9114 | 0 | 0 | 6.9114 | 0 | 0 | 0 | 0 | 0 | 6.9114 | 99.1463 | 0 | 9000 | 9000 | 8759.2376 | 78.8331 | 2006.2805 | 71.9217 | 0 | 2067 | 5729.929 | 2067 | 3.6% | 5729.929 | 4502.0871 | 2079 | 0 | 2079 | 0 | 0 | 0 | 0 | 0 | 0 | 0 | 0 | 0 | 2079 | 0 | 2079 | 0 | 0
62 | 2080 | 0 | 0 | 0.657 | 0 | 0 | 7.1879 | 0 | 0 | 7.1879 | 0 | 0 | 0 | 0 | 0 | 7.1879 | 106.3341 | 0 | 9000 | 9000 | 9074.5701 | 81.6711 | 2087.9517 | 74.4833 | 0 | 2068 | 5936.2064 | 2068 | 3.6% | 5936.2064 | 4664.1622 | 2080 | 0 | 2080 | 0 | 0 | 0 | 0 | 0 | 0 | 0 | 0 | 0 | 2080 | 0 | 2080 | 0 | 0
63 | 2081 | 0 | 0 | 0.657 | 0 | 0 | 7.4754 | 0 | 0 | 7.4754 | 0 | 0 | 0 | 0 | 0 | 7.4754 | 113.8095 | 0 | 9000 | 9000 | 9401.2546 | 84.6113 | 2172.563 | 77.1359 | 0 | 2069 | 6149.9099 | 2069 | 3.6% | 6149.9099 | 4832.072 | 2081 | 0 | 2081 | 0 | 0 | 0 | 0 | 0 | 0 | 0 | 0 | 0 | 2081 | 0 | 2081 | 0 | 0
64 | 2082 | 0 | 0 | 0.657 | 0 | 0 | 7.7744 | 0 | 0 | 7.7744 | 0 | 0 | 0 | 0 | 0 | 7.7744 | 121.5839 | 0 | 9000 | 9000 | 9739.6998 | 87.6573 | 2260.2203 | 79.8829 | 0 | 2070 | 6371.3066 | 2070 | 3.6% | 6371.3066 | 5006.0266 | 2082 | 0 | 2082 | 0 | 0 | 0 | 0 | 0 | 0 | 0 | 0 | 0 | 2082 | 0 | 2082 | 0 | 0
65 | 2083 | 0 | 0 | 0.657 | 0 | 0 | 8.0854 | 0 | 0 | 8.0854 | 0 | 0 | 0 | 0 | 0 | 8.0854 | 129.6692 | 0 | 9000 | 9000 | 10090.329 | 90.813 | 2351.0332 | 82.7276 | 0 | 2071 | 6600.6737 | 2071 | 3.6% | 6600.6737 | 5186.2436 | 2083 | 0 | 2083 | 0 | 0 | 0 | 0 | 0 | 0 | 0 | 0 | 0 | 2083 | 0 | 2083 | 0 | 0
66 | 2084 | 0 | 0 | 0.657 | 0 | 0 | 8.4088 | 0 | 0 | 8.4088 | 0 | 0 | 0 | 0 | 0 | 8.4088 | 138.078 | 0 | 9000 | 9000 | 10453.5808 | 94.0822 | 2445.1154 | 85.6735 | 0 | 2072 | 6838.2979 | 2072 | 3.6% | 6838.2979 | 5372.9484 | 2084 | 0 | 2084 | 0 | 0 | 0 | 0 | 0 | 0 | 0 | 0 | 0 | 2084 | 0 | 2084 | 0 | 0
67 | 2085 | 0 | 0 | 0.657 | 0 | 0 | 8.7451 | 0 | 0 | 8.7451 | 0 | 0 | 0 | 0 | 0 | 8.7451 | 146.8231 | 0 | 9000 | 9000 | 10829.9098 | 97.4692 | 2542.5846 | 88.7241 | 0 | 2073 | 7084.4766 | 2073 | 3.6% | 7084.4766 | 5566.3745 | 2085 | 0 | 2085 | 0 | 0 | 0 | 0 | 0 | 0 | 0 | 0 | 0 | 2085 | 0 | 2085 | 0 | 0
68 | 2086 | 0 | 0 | 0.657 | 0 | 0 | 9.0949 | 0 | 0 | 9.0949 | 0 | 0 | 0 | 0 | 0 | 9.0949 | 155.918 | 0 | 9000 | 9000 | 11219.7865 | 100.9781 | 2643.5627 | 91.8832 | 0 | 2074 | 7339.5178 | 2074 | 3.6% | 7339.5178 | 5766.764 | 2086 | 0 | 2086 | 0 | 0 | 0 | 0 | 0 | 0 | 0 | 0 | 0 | 2086 | 0 | 2086 | 0 | 0
69 | 2087 | 0 | 0 | 0.657 | 0 | 0 | 9.4587 | 0 | 0 | 9.4587 | 0 | 0 | 0 | 0 | 0 | 9.4587 | 165.3768 | 0 | 9000 | 9000 | 11623.6988 | 104.6133 | 2748.176 | 95.1546 | 0 | 2075 | 7603.7404 | 2075 | 3.6% | 7603.7404 | 5974.3675 | 2087 | 0 | 2087 | 0 | 0 | 0 | 0 | 0 | 0 | 0 | 0 | 0 | 2087 | 0 | 2087 | 0 | 0
70 | 2088 | 0 | 0 | 0.657 | 0 | 0 | 9.8371 | 0 | 0 | 9.8371 | 0 | 0 | 0 | 0 | 0 | 9.8371 | 175.2138 | 0 | 9000 | 9000 | 12042.152 | 108.3794 | 2856.5554 | 98.5423 | 0 | 2076 | 7877.4751 | 2076 | 3.6% | 7877.4751 | 6189.4447 | 2088 | 0 | 2088 | 0 | 0 | 0 | 0 | 0 | 0 | 0 | 0 | 0 | 2088 | 0 | 2088 | 0 | 0
71 | 2089 | 0 | 0 | 0.657 | 0 | 0 | 10.2306 | 0 | 0 | 10.2306 | 0 | 0 | 0 | 0 | 0 | 10.2306 | 185.4444 | 0 | 9000 | 9000 | 12475.6695 | 112.281 | 2968.8364 | 102.0505 | 0 | 2077 | 8161.0642 | 2077 | 3.6% | 8161.0642 | 6412.2647 | 2089 | 0 | 2089 | 0 | 0 | 0 | 0 | 0 | 0 | 0 | 0 | 0 | 2089 | 0 | 2089 | 0 | 0
72 | 2090 | 0 | 0 | 0.657 | 0 | 0 | 10.6398 | 0 | 0 | 10.6398 | 0 | 0 | 0 | 0 | 0 | 10.6398 | 196.0842 | 0 | 9000 | 9000 | 12924.7936 | 116.3231 | 3085.1595 | 105.6834 | 0 | 2078 | 8454.8625 | 2078 | 3.6% | 8454.8625 | 6643.1063 | 2090 | 0 | 2090 | 0 | 0 | 0 | 0 | 0 | 0 | 0 | 0 | 0 | 2090 | 0 | 2090 | 0 | 0
73 | 2091 | 0 | 0 | 0.657 | 0 | 0 | 11.0654 | 0 | 0 | 11.0654 | 0 | 0 | 0 | 0 | 0 | 11.0654 | 207.1495 | 0 | 9000 | 9000 | 13390.0861 | 120.5108 | 3205.6703 | 109.4454 | 0 | 2079 | 8759.2376 | 2079 | 3.6% | 8759.2376 | 6882.2581 | 2091 | 0 | 2091 | 0 | 0 | 0 | 0 | 0 | 0 | 0 | 0 | 0 | 2091 | 0 | 2091 | 0 | 0
74 | 2092 | 0 | 0 | 0.657 | 0 | 0 | 11.508 | 0 | 0 | 11.508 | 0 | 0 | 0 | 0 | 0 | 11.508 | 218.6575 | 0 | 9000 | 9000 | 13872.1292 | 124.8492 | 3330.5195 | 113.3412 | 0 | 2080 | 9074.5701 | 2080 | 3.6% | 9074.5701 | 7130.0194 | 2092 | 0 | 2092 | 0 | 0 | 0 | 0 | 0 | 0 | 0 | 0 | 0 | 2092 | 0 | 2092 | 0 | 0
75 | 2093 | 0 | 0 | 0.657 | 0 | 0 | 11.9683 | 0 | 0 | 11.9683 | 0 | 0 | 0 | 0 | 0 | 11.9683 | 230.6258 | 0 | 9000 | 9000 | 14371.5259 | 129.3437 | 3459.8632 | 117.3754 | 0 | 2081 | 9401.2546 | 2081 | 3.6% | 9401.2546 | 7386.7001 | 2093 | 0 | 2093 | 0 | 0 | 0 | 0 | 0 | 0 | 0 | 0 | 0 | 2093 | 0 | 2093 | 0 | 0
76 | 2094 | 0 | 0 | 0.657 | 0 | 0 | 12.447 | 0 | 0 | 12.447 | 0 | 0 | 0 | 0 | 0 | 12.447 | 243.0728 | 0 | 9000 | 9000 | 14888.9008 | 134.0001 | 3593.8633 | 121.5531 | 0 | 2082 | 9739.6998 | 2082 | 3.6% | 9739.6998 | 7652.6213 | 2094 | 0 | 2094 | 0 | 0 | 0 | 0 | 0 | 0 | 0 | 0 | 0 | 2094 | 0 | 2094 | 0 | 0
77 | 2095 | 0 | 0 | 0.657 | 0 | 0 | 12.9449 | 0 | 0 | 12.9449 | 0 | 0 | 0 | 0 | 0 | 12.9449 | 256.0178 | 0 | 9000 | 9000 | 15424.9012 | 138.8241 | 3732.6874 | 125.8792 | 0 | 2083 | 10090.329 | 2083 | 3.6% | 10090.329 | 7928.1156 | 2095 | 0 | 2095 | 0 | 0 | 0 | 0 | 0 | 0 | 0 | 0 | 0 | 2095 | 0 | 2095 | 0 | 0
78 | 2096 | 0 | 0 | 0.657 | 0 | 0 | 13.4627 | 0 | 0 | 13.4627 | 0 | 0 | 0 | 0 | 0 | 13.4627 | 269.4805 | 0 | 9000 | 9000 | 15980.1977 | 143.8218 | 3876.5092 | 130.3591 | 0 | 2084 | 10453.5808 | 2084 | 3.6% | 10453.5808 | 8213.5278 | 2096 | 0 | 2096 | 0 | 0 | 0 | 0 | 0 | 0 | 0 | 0 | 0 | 2096 | 0 | 2096 | 0 | 0
79 | 2097 | 0 | 0 | 0.657 | 0 | 0 | 14.0012 | 0 | 0 | 14.0012 | 0 | 0 | 0 | 0 | 0 | 14.0012 | 283.4817 | 0 | 9000 | 9000 | 16555.4848 | 148.9994 | 4025.5086 | 134.9981 | 0 | 2085 | 10829.9098 | 2085 | 3.6% | 10829.9098 | 8509.2148 | 2097 | 0 | 2097 | 0 | 0 | 0 | 0 | 0 | 0 | 0 | 0 | 0 | 2097 | 0 | 2097 | 0 | 0
80 | 2098 | 0 | 0 | 0.657 | 0 | 0 | 14.5613 | 0 | 0 | 14.5613 | 0 | 0 | 0 | 0 | 0 | 14.5613 | 298.0429 | 0 | 9000 | 9000 | 17151.4822 | 154.3633 | 4179.8719 | 139.8021 | 0 | 2086 | 11219.7865 | 2086 | 3.6% | 11219.7865 | 8815.5465 | 2098 | 0 | 2098 | 0 | 0 | 0 | 0 | 0 | 0 | 0 | 0 | 0 | 2098 | 0 | 2098 | 0 | 0
81 | 2099 | 0 | 0 | 0.657 | 0 | 0 | 15.1437 | 0 | 0 | 15.1437 | 0 | 0 | 0 | 0 | 0 | 15.1437 | 313.1867 | 0 | 9000 | 9000 | 17768.9356 | 159.9204 | 4339.7923 | 144.7767 | 0 | 2087 | 11623.6988 | 2087 | 3.6% | 11623.6988 | 9132.9062 | 2099 | 0 | 2099 | 0 | 0 | 0 | 0 | 0 | 0 | 0 | 0 | 0 | 2099 | 0 | 2099 | 0 | 0
82 | 2100 | 0 | 0 | 0.657 | 0 | 0 | 15.7495 | 0 | 0 | 15.7495 | 0 | 0 | 0 | 0 | 0 | 15.7495 | 328.9361 | 0 | 9000 | 9000 | 18408.6173 | 165.6776 | 4505.4699 | 149.9281 | 0 | 2088 | 12042.152 | 2088 | 3.6% | 12042.152 | 9461.6908 | 2100 | 0 | 2100 | 0 | 0 | 0 | 0 | 0 | 0 | 0 | 0 | 0 | 2100 | 0 | 2100 | 0 | 0
83 | 2101 | 0 | 0 | 0.657 | 0 | 0 | 16.3794 | 0 | 0 | 16.3794 | 0 | 0 | 0 | 0 | 0 | 16.3794 | 345.3156 | 0 | 9000 | 9000 | 19071.3275 | 171.6419 | 4677.1118 | 155.2625 | 0 | 2089 | 12475.6695 | 2089 | 3.6% | 12475.6695 | 9802.3117 | 2101 | 0 | 2101 | 0 | 0 | 0 | 0 | 0 | 0 | 0 | 0 | 0 | 2101 | 0 | 2101 | 0 | 0
84 | 2102 | 0 | 0 | 0.657 | 0 | 0 | 17.0346 | 0 | 0 | 17.0346 | 0 | 0 | 0 | 0 | 0 | 17.0346 | 362.3502 | 0 | 9000 | 9000 | 19757.8953 | 177.8211 | 4854.9329 | 160.7864 | 0 | 2090 | 12924.7936 | 2090 | 3.6% | 12924.7936 | 10155.1949 | 2102 | 0 | 2102 | 0 | 0 | 0 | 0 | 0 | 0 | 0 | 0 | 0 | 2102 | 0 | 2102 | 0 | 0
85 | 2103 | 0 | 0 | 0.657 | 0 | 0 | 17.716 | 0 | 0 | 17.716 | 0 | 0 | 0 | 0 | 0 | 17.716 | 380.0662 | 0 | 9000 | 9000 | 20469.1795 | 184.2226 | 5039.1555 | 166.5066 | 0 | 2091 | 13390.0861 | 2091 | 3.6% | 13390.0861 | 10520.782 | 2103 | 0 | 2103 | 0 | 0 | 0 | 0 | 0 | 0 | 0 | 0 | 0 | 2103 | 0 | 2103 | 0 | 0
86 | 2104 | 0 | 0 | 0.657 | 0 | 0 | 18.4246 | 0 | 0 | 18.4246 | 0 | 0 | 0 | 0 | 0 | 18.4246 | 398.4909 | 0 | 9000 | 9000 | 21206.07 | 190.8546 | 5230.0101 | 172.43 | 0 | 2092 | 13872.1292 | 2092 | 3.6% | 13872.1292 | 10899.5301 | 2104 | 0 | 2104 | 0 | 0 | 0 | 0 | 0 | 0 | 0 | 0 | 0 | 2104 | 0 | 2104 | 0 | 0
[15 empty] | Total NPV | 8.9709 |  |  |  |  | Total NPV | 692.5633 | IRR | 0% | 2019 | 2093 | 14371.5259 | 2093 | 3.6% | 14371.5259 | 11291.9132
1 - If LRP Subsidies are applicable, an Increase in supplies occuring after 2125 will require a modification to the current analysis. | [25 empty] | 2094 | 14888.9008 | 2094 | 3.6% | 14888.9008 | 11698.4221
[26 empty] | 2095 | 15424.9012 | 2095 | 3.6% | 15424.9012 | 12119.5653
[26 empty] | 2096 | 15980.1977 | 2096 | 3.6% | 15980.1977 | 12555.8696
[26 empty] | 2097 | 16555.4848 | 2097 | 3.6% | 16555.4848 | 13007.8809
[26 empty] | 2098 | 17151.4822 | 2098 | 3.6% | 17151.4822 | 13476.1646
[26 empty] | 2099 | 17768.9356 | 2099 | 3.6% | 17768.9356 | 13961.3066
[26 empty] | 2100 | 18408.6173 | 2100 | 3.6% | 18408.6173 | 14463.9136
Note on F10: J. Almaraz: It is assumed that anything in $Year, or prior, are actual costs with no escalation required.
Note on L10: J. Almaraz: It is assumed that anything in $Year, or prior, will be treated as cash and not financed.
Note on AS10: J. Almaraz: Only Column with equivalent Borrowing term to Cell N4 is correct
Note on AL14: Jaime Almaraz: Rate Effective 1/2009 Rate Change on 9/1/2009 to 2010 Values
Note on AL20: Jaime Almaraz: Rates approved by the MWD board in April 2014 for 2015 and 2016.

## Step2
Projected Costs and Revenues for Master Project ending after Step 2
Scenario Assumptions
|  |  | Net Present Value (NPV) |  | Cost Escalation Rate |  |  | Financing |  |  | LRP Incentive |  |  | Avoided MWD Cost |  | Pumping Cost
| Year of Cost Projection | Project Starting Year | NPV Year | Discount Rate | Capital | O&M | Pumping | % of Capital Financed | Term (Years) | Borrowing Rate | Incentive Qualifying | Incentive ($/Acre-Ft) | Payment Option (Years) | MWD Tier 1 Water Rate | Long Term Rate Increase | Applicable ? | Pumping Cost ($/acre-ft) | Max GW Available (acre-ft/year) | Pumping Start Year
| 2019 | 2019 | 2019 | 0.04 | 0.022 | 0.03 | 0.04 | 0.65 | 30 | 0.05 | Yes | 475 | 15 | Treated | 0.036 | Yes | 73 | 9000 | 2018
CHANGE THESE VALUES ONLY ON 'NPV SUMMARY' SHEET
ONLY CHANGE WATER RATES IN 'Rates' SHEET. CHANGES WILL BE REFLECTED HERE.
Base
|  | Projected Annual Cost 2019 Dollar Year ($Million) |  |  | Projected Annual Cost Escalated Values ($Million) |  |  | Projected Annual Cost with Financing ($Million; NPV=$8.971) | [9 empty] | Avoided MWD Purchase ($Million; NPV=$692.563) | [5 empty] | LADWP Rate of Return |  | Rate Used in Analysis |  | MWD Water Rates |  |  |  | Financing Costs used in Analysis |  | Financing Costs (Note- only correct column is one with Cell J5 Borrowing Term) | [9 empty] | LRP Incentive used in Analysis |  | LRP Subsidy
No. | FYE | Capital | O&M | Pumping | Escalated Capital | Escalated O&M | Escalated Pumping | CASH Capital | CASH O&M | CASH Pumping | Financed Capital | Annual Payment | Financing Costs | Annual LRP Subsidy | Total LRP Subsidy | Total Cost | Cumulative Cost ($Million) | Water Demand (Acre-Ft) | Pumped Water (Acre-Ft) | 1Avoided Purchase (Acre-Ft) | MWD Water Rate ($/Acre-Ft) | Avoided Cost ($Million) | Cumulative Cost ($Million) | Net Cash Flow | Payback Year | Year | Tier 1 Treated ($/Acre-Ft) | Year | Rate Increase Projection | Tier 1 - Treated ($/Acre-Ft) | Tier 1 - Untreated ($/Acre-Ft) | Year | 30 Year Borrowing Term | Year | 5 Year Borrowing Term | 10 Year Borrowing Term | 15 Year Borrowing Term | 18 Year Borrowing Term | 20 Year Borrowing Term | 25 Year Borrowing Term | 30 Year Borrowing Term | 35 Year Borrowing Term | 40 Year Borrowing Term | Year | 15 Year Term | Year | 15 Year Term | 25 Year Term
0
1 | 2019 | 0 | 0 | 0.657 | 0 | 0 | 0.657 | 0 | 0 | 0.657 | 0 | 0 | 0 | 4.275 | 0 | 0.657 | 0.657 | 0 | 9000 | 9000 | 1053 | 9.477 | 9.477 | 8.82 | 2019 | 2007 | 478 | 2007 | - | 478 | 331 | 2019 | 0 | 2019 | 0 | 0 | 0 | 0 | 0 | 0 | 0 | 0 | 0 | 2019 | 0 | 2019 | 0 | 0
2 | 2020 | 0 | 0 | 0.657 | 0 | 0 | 0.68328 | 0 | 0 | 0.68328 | 0 | 0 | 0 | 0 | 4.275 | -3.5917 | -2.9347 | 0 | 9000 | 9000 | 1092 | 9.828 | 19.305 | 13.4197 | 0 | 2008 | 508 | 2008 | - | 508 | 351 | 2020 | 0 | 2020 | 0 | 0 | 0 | 0 | 0 | 0 | 0 | 0 | 0 | 2020 | 4.275 | 2020 | 4.275 | 4.275
3 | 2021 | 0 | 0 | 0.657 | 0 | 0 | 0.71061 | 0 | 0 | 0.71061 | 0 | 0 | 0 | 0 | 4.275 | -3.5644 | -6.4991 | 0 | 9000 | 9000 | 1123 | 10.107 | 29.412 | 13.6714 | 0 | 2009 | 579 | 2009 | - | 579 | 412 | 2021 | 0 | 2021 | 0 | 0 | 0 | 0 | 0 | 0 | 0 | 0 | 0 | 2021 | 4.275 | 2021 | 4.275 | 4.275
4 | 2022 | 0 | 0 | 0.657 | 0 | 0 | 0.73904 | 0 | 0 | 0.73904 | 0 | 0 | 0 | 0 | 4.275 | -3.536 | -10.0351 | 0 | 9000 | 9000 | 1164 | 10.476 | 39.888 | 14.012 | 0 | 2010 | 701 | 2010 | - | 701 | 484 | 2022 | 0 | 2022 | 0 | 0 | 0 | 0 | 0 | 0 | 0 | 0 | 0 | 2022 | 4.275 | 2022 | 4.275 | 4.275
5 | 2023 | 0 | 0 | 0.657 | 0 | 0 | 0.7686 | 0 | 0 | 0.7686 | 0 | 0 | 0 | 0 | 4.275 | -3.5064 | -13.5415 | 0 | 9000 | 9000 | 1205 | 10.845 | 50.733 | 14.3514 | 0 | 2011 | 744 | 2011 | - | 744 | 527 | 2023 | 0 | 2023 | 0 | 0 | 0 | 0 | 0 | 0 | 0 | 0 | 0 | 2023 | 4.275 | 2023 | 4.275 | 4.275
6 | 2024 | 0 | 0 | 0.657 | 0 | 0 | 0.79934 | 0 | 0 | 0.79934 | 0 | 0 | 0 | 0 | 4.275 | -3.4757 | -17.0171 | 0 | 9000 | 9000 | 1249 | 11.241 | 61.974 | 14.7167 | 0 | 2012 | 794 | 2012 | - | 794 | 560 | 2024 | 0 | 2024 | 0 | 0 | 0 | 0 | 0 | 0 | 0 | 0 | 0 | 2024 | 4.275 | 2024 | 4.275 | 4.275
7 | 2025 | 0 | 0 | 0.657 | 0 | 0 | 0.83131 | 0 | 0 | 0.83131 | 0 | 0 | 0 | 0 | 4.275 | -3.4437 | -20.4608 | 0 | 9000 | 9000 | 1296 | 11.664 | 73.638 | 15.1077 | 0 | 2013 | 847 | 2013 | - | 847 | 593 | 2025 | 0 | 2025 | 0 | 0 | 0 | 0 | 0 | 0 | 0 | 0 | 0 | 2025 | 4.275 | 2025 | 4.275 | 4.275
8 | 2026 | 0 | 0 | 0.657 | 0 | 0 | 0.86457 | 0 | 0 | 0.86457 | 0 | 0 | 0 | 0 | 4.275 | -3.4104 | -23.8713 | 0 | 9000 | 9000 | 1344 | 12.096 | 85.734 | 15.5064 | 0 | 2014 | 890 | 2014 | - | 890 | 593 | 2026 | 0 | 2026 | 0 | 0 | 0 | 0 | 0 | 0 | 0 | 0 | 0 | 2026 | 4.275 | 2026 | 4.275 | 4.275
9 | 2027 | 0 | 0 | 0.657 | 0 | 0 | 0.89915 | 0 | 0 | 0.89915 | 0 | 0 | 0 | 0 | 4.275 | -3.3759 | -27.2471 | 0 | 9000 | 9000 | 1392.384 | 12.5315 | 98.2655 | 15.9073 | 0 | 2015 | 923 | 2015 | - | 923 | 582 | 2027 | 0 | 2027 | 0 | 0 | 0 | 0 | 0 | 0 | 0 | 0 | 0 | 2027 | 4.275 | 2027 | 4.275 | 4.275
10 | 2028 | 0 | 0 | 0.657 | 0 | 0 | 0.93512 | 0 | 0 | 0.93512 | 0 | 0 | 0 | 0 | 4.275 | -3.3399 | -30.587 | 0 | 9000 | 9000 | 1442.5098 | 12.9826 | 111.248 | 16.3225 | 0 | 2016 | 942 | 2016 | - | 942 | 594 | 2028 | 0 | 2028 | 0 | 0 | 0 | 0 | 0 | 0 | 0 | 0 | 0 | 2028 | 4.275 | 2028 | 4.275 | 4.275
11 | 2029 | 0 | 0 | 0.657 | 0 | 0 | 0.97252 | 0 | 0 | 0.97252 | 0 | 0 | 0 | 0 | 4.275 | -3.3025 | -33.8895 | 0 | 9000 | 9000 | 1494.4402 | 13.45 | 124.698 | 16.7524 | 0 | 2017 | 979 | 2017 | 0 | 979 | 666 | 2029 | 0 | 2029 | 0 | 0 | 0 | 0 | 0 | 0 | 0 | 0 | 0 | 2029 | 4.275 | 2029 | 4.275 | 4.275
12 | 2030 | 0 | 0 | 0.657 | 0 | 0 | 1.0114 | 0 | 0 | 1.0114 | 0 | 0 | 0 | 0 | 4.275 | -3.2636 | -37.153 | 0 | 9000 | 9000 | 1548.24 | 13.9342 | 138.6322 | 17.1977 | 0 | 2018 | 1015 | 2018 | 0 | 1015 | 695 | 2030 | 0 | 2030 | 0 | 0 | 0 | 0 | 0 | 0 | 0 | 0 | 0 | 2030 | 4.275 | 2030 | 4.275 | 4.275
13 | 2031 | 0 | 0 | 0.657 | 0 | 0 | 1.0519 | 0 | 0 | 1.0519 | 0 | 0 | 0 | 0 | 4.275 | -3.2231 | -40.3762 | 0 | 9000 | 9000 | 1603.9767 | 14.4358 | 153.068 | 17.6589 | 0 | 2019 | 1053 | 2019 | 0 | 1053 | 738 | 2031 | 0 | 2031 | 0 | 0 | 0 | 0 | 0 | 0 | 0 | 0 | 0 | 2031 | 4.275 | 2031 | 4.275 | 4.275
14 | 2032 | 0 | 0 | 0.657 | 0 | 0 | 1.094 | 0 | 0 | 1.094 | 0 | 0 | 0 | 0 | 4.275 | -3.181 | -43.5572 | 0 | 9000 | 9000 | 1661.7198 | 14.9555 | 168.0234 | 18.1365 | 0 | 2020 | 1092 | 2020 | 0 | 1092 | 783 | 2032 | 0 | 2032 | 0 | 0 | 0 | 0 | 0 | 0 | 0 | 0 | 0 | 2032 | 4.275 | 2032 | 4.275 | 4.275
15 | 2033 | 0 | 0 | 0.657 | 0 | 0 | 1.1377 | 0 | 0 | 1.1377 | 0 | 0 | 0 | 0 | 4.275 | -3.1373 | -46.6945 | 0 | 9000 | 9000 | 1721.5417 | 15.4939 | 183.5173 | 18.6312 | 0 | 2021 | 1123 | 2021 | 0 | 1123 | 835 | 2033 | 0 | 2033 | 0 | 0 | 0 | 0 | 0 | 0 | 0 | 0 | 0 | 2033 | 4.275 | 2033 | 4.275 | 4.275
16 | 2034 | 0 | 0 | 0.657 | 0 | 0 | 1.1832 | 0 | 0 | 1.1832 | 0 | 0 | 0 | 0 | 4.275 | -3.0918 | -49.7863 | 0 | 9000 | 9000 | 1783.5172 | 16.0517 | 199.569 | 19.1434 | 0 | 2022 | 1164 | 2022 | 0 | 1164 | 876 | 2034 | 0 | 2034 | 0 | 0 | 0 | 0 | 0 | 0 | 0 | 0 | 0 | 2034 | 4.275 | 2034 | 4.275 | 4.275
17 | 2035 | 0 | 0 | 0.657 | 0 | 0 | 1.2305 | 0 | 0 | 1.2305 | 0 | 0 | 0 | 0 | 0 | 1.2305 | -48.5557 | 0 | 9000 | 9000 | 1847.7239 | 16.6295 | 216.1985 | 15.399 | 0 | 2023 | 1205 | 2023 | 0 | 1205 | 917 | 2035 | 0 | 2035 | 0 | 0 | 0 | 0 | 0 | 0 | 0 | 0 | 0 | 2035 | 0 | 2035 | 0 | 4.275
18 | 2036 | 0 | 0 | 0.657 | 0 | 0 | 1.2798 | 0 | 0 | 1.2798 | 0 | 0 | 0 | 0 | 0 | 1.2798 | -47.276 | 0 | 9000 | 9000 | 1914.2419 | 17.2282 | 233.4267 | 15.9484 | 0 | 2024 | 1249 | 2024 | 0 | 1249 | 961 | 2036 | 0 | 2036 | 0 | 0 | 0 | 0 | 0 | 0 | 0 | 0 | 0 | 2036 | 0 | 2036 | 0 | 4.275
19 | 2037 | 0 | 0 | 0.657 | 0 | 0 | 1.331 | 0 | 0 | 1.331 | 0 | 0 | 0 | 0 | 0 | 1.331 | -45.945 | 0 | 9000 | 9000 | 1983.1546 | 17.8484 | 251.275 | 16.5174 | 0 | 2025 | 1296 | 2025 | 0 | 1296 | 1008 | 2037 | 0 | 2037 | 0 | 0 | 0 | 0 | 0 | 0 | 0 | 0 | 0 | 2037 | 0 | 2037 | 0 | 4.275
20 | 2038 | 0 | 0 | 0.657 | 0 | 0 | 1.3842 | 0 | 0 | 1.3842 | 0 | 0 | 0 | 0 | 0 | 1.3842 | -44.5608 | 0 | 9000 | 9000 | 2054.5482 | 18.4909 | 269.766 | 17.1067 | 0 | 2026 | 1344 | 2026 | 0 | 1344 | 1056 | 2038 | 0 | 2038 | 0 | 0 | 0 | 0 | 0 | 0 | 0 | 0 | 0 | 2038 | 0 | 2038 | 0 | 4.275
21 | 2039 | 0 | 0 | 0.657 | 0 | 0 | 1.4396 | 0 | 0 | 1.4396 | 0 | 0 | 0 | 0 | 0 | 1.4396 | -43.1212 | 0 | 9000 | 9000 | 2128.5119 | 19.1566 | 288.9226 | 17.717 | 0 | 2027 | 1392.384 | 2027 | 3.6% | 1392.384 | 1094.016 | 2039 | 0 | 2039 | 0 | 0 | 0 | 0 | 0 | 0 | 0 | 0 | 0 | 2039 | 0 | 2039 | 0 | 4.275
22 | 2040 | 0 | 0 | 0.657 | 0 | 0 | 1.4972 | 0 | 0 | 1.4972 | 0 | 0 | 0 | 0 | 0 | 1.4972 | -41.6241 | 0 | 9000 | 9000 | 2205.1384 | 19.8462 | 308.7688 | 18.3491 | 0 | 2028 | 1442.5098 | 2028 | 3.6% | 1442.5098 | 1133.4006 | 2040 | 0 | 2040 | 0 | 0 | 0 | 0 | 0 | 0 | 0 | 0 | 0 | 2040 | 0 | 2040 | 0 | 4.275
23 | 2041 | 0 | 0 | 0.657 | 0 | 0 | 1.557 | 0 | 0 | 1.557 | 0 | 0 | 0 | 0 | 0 | 1.557 | -40.067 | 0 | 9000 | 9000 | 2284.5233 | 20.5607 | 329.3295 | 19.0037 | 0 | 2029 | 1494.4402 | 2029 | 3.6% | 1494.4402 | 1174.203 | 2041 | 0 | 2041 | 0 | 0 | 0 | 0 | 0 | 0 | 0 | 0 | 0 | 2041 | 0 | 2041 | 0 | 4.275
24 | 2042 | 0 | 0 | 0.657 | 0 | 0 | 1.6193 | 0 | 0 | 1.6193 | 0 | 0 | 0 | 0 | 0 | 1.6193 | -38.4477 | 0 | 9000 | 9000 | 2366.7662 | 21.3009 | 350.6304 | 19.6816 | 0 | 2030 | 1548.24 | 2030 | 3.6% | 1548.24 | 1216.4743 | 2042 | 0 | 2042 | 0 | 0 | 0 | 0 | 0 | 0 | 0 | 0 | 0 | 2042 | 0 | 2042 | 0 | 4.275
25 | 2043 | 0 | 0 | 0.657 | 0 | 0 | 1.6841 | 0 | 0 | 1.6841 | 0 | 0 | 0 | 0 | 0 | 1.6841 | -36.7636 | 0 | 9000 | 9000 | 2451.9698 | 22.0677 | 372.6982 | 20.3836 | 0 | 2031 | 1603.9767 | 2031 | 3.6% | 1603.9767 | 1260.2674 | 2043 | 0 | 2043 | 0 | 0 | 0 | 0 | 0 | 0 | 0 | 0 | 0 | 2043 | 0 | 2043 | 0 | 4.275
26 | 2044 | 0 | 0 | 0.657 | 0 | 0 | 1.7515 | 0 | 0 | 1.7515 | 0 | 0 | 0 | 0 | 0 | 1.7515 | -35.0122 | 0 | 9000 | 9000 | 2540.2407 | 22.8622 | 395.5603 | 21.1107 | 0 | 2032 | 1661.7198 | 2032 | 3.6% | 1661.7198 | 1305.637 | 2044 | 0 | 2044 | 0 | 0 | 0 | 0 | 0 | 0 | 0 | 0 | 0 | 2044 | 0 | 2044 | 0 | 4.275
27 | 2045 | 0 | 0 | 0.657 | 0 | 0 | 1.8215 | 0 | 0 | 1.8215 | 0 | 0 | 0 | 0 | 0 | 1.8215 | -33.1907 | 0 | 9000 | 9000 | 2631.6893 | 23.6852 | 419.2455 | 21.8637 | 0 | 2033 | 1721.5417 | 2033 | 3.6% | 1721.5417 | 1352.6399 | 2045 | 0 | 2045 | 0 | 0 | 0 | 0 | 0 | 0 | 0 | 0 | 0 | 2045 | 0 | 2045 | 0 | 0
28 | 2046 | 0 | 0 | 0.657 | 0 | 0 | 1.8944 | 0 | 0 | 1.8944 | 0 | 0 | 0 | 0 | 0 | 1.8944 | -31.2963 | 0 | 9000 | 9000 | 2726.4302 | 24.5379 | 443.7834 | 22.6435 | 0 | 2034 | 1783.5172 | 2034 | 3.6% | 1783.5172 | 1401.335 | 2046 | 0 | 2046 | 0 | 0 | 0 | 0 | 0 | 0 | 0 | 0 | 0 | 2046 | 0 | 2046 | 0 | 0
29 | 2047 | 0 | 0 | 0.657 | 0 | 0 | 1.9701 | 0 | 0 | 1.9701 | 0 | 0 | 0 | 0 | 0 | 1.9701 | -29.3261 | 0 | 9000 | 9000 | 2824.5816 | 25.4212 | 469.2046 | 23.4511 | 0 | 2035 | 1847.7239 | 2035 | 3.6% | 1847.7239 | 1451.783 | 2047 | 0 | 2047 | 0 | 0 | 0 | 0 | 0 | 0 | 0 | 0 | 0 | 2047 | 0 | 2047 | 0 | 0
30 | 2048 | 0 | 0 | 0.657 | 0 | 0 | 2.049 | 0 | 0 | 2.049 | 0 | 0 | 0 | 0 | 0 | 2.049 | -27.2772 | 0 | 9000 | 9000 | 2926.2666 | 26.3364 | 495.541 | 24.2874 | 0 | 2036 | 1914.2419 | 2036 | 3.6% | 1914.2419 | 1504.0472 | 2048 | 0 | 2048 | 0 | 0 | 0 | 0 | 0 | 0 | 0 | 0 | 0 | 2048 | 0 | 2048 | 0 | 0
31 | 2049 | 0 | 0 | 0.657 | 0 | 0 | 2.1309 | 0 | 0 | 2.1309 | 0 | 0 | 0 | 0 | 0 | 2.1309 | -25.1463 | 0 | 9000 | 9000 | 3031.6122 | 27.2845 | 522.8256 | 25.1536 | 0 | 2037 | 1983.1546 | 2037 | 3.6% | 1983.1546 | 1558.1929 | 2049 | 0 | 2049 | 0 | 0 | 0 | 0 | 0 | 0 | 0 | 0 | 0 | 2049 | 0 | 2049 | 0 | 0
32 | 2050 | 0 | 0 | 0.657 | 0 | 0 | 2.2161 | 0 | 0 | 2.2161 | 0 | 0 | 0 | 0 | 0 | 2.2161 | -22.9301 | 0 | 9000 | 9000 | 3140.7502 | 28.2668 | 551.0923 | 26.0506 | 0 | 2038 | 2054.5482 | 2038 | 3.6% | 2054.5482 | 1614.2879 | 2050 | 0 | 2050 | 0 | 0 | 0 | 0 | 0 | 0 | 0 | 0 | 0 | 2050 | 0 | 2050 | 0 | 0
33 | 2051 | 0 | 0 | 0.657 | 0 | 0 | 2.3048 | 0 | 0 | 2.3048 | 0 | 0 | 0 | 0 | 0 | 2.3048 | -20.6253 | 0 | 9000 | 9000 | 3253.8172 | 29.2844 | 580.3767 | 26.9796 | 0 | 2039 | 2128.5119 | 2039 | 3.6% | 2128.5119 | 1672.4022 | 2051 | 0 | 2051 | 0 | 0 | 0 | 0 | 0 | 0 | 0 | 0 | 0 | 2051 | 0 | 2051 | 0 | 0
34 | 2052 | 0 | 0 | 0.657 | 0 | 0 | 2.397 | 0 | 0 | 2.397 | 0 | 0 | 0 | 0 | 0 | 2.397 | -18.2284 | 0 | 9000 | 9000 | 3370.9546 | 30.3386 | 610.7153 | 27.9416 | 0 | 2040 | 2205.1384 | 2040 | 3.6% | 2205.1384 | 1732.6087 | 2052 | 0 | 2052 | 0 | 0 | 0 | 0 | 0 | 0 | 0 | 0 | 0 | 2052 | 0 | 2052 | 0 | 0
35 | 2053 | 0 | 0 | 0.657 | 0 | 0 | 2.4929 | 0 | 0 | 2.4929 | 0 | 0 | 0 | 0 | 0 | 2.4929 | -15.7355 | 0 | 9000 | 9000 | 3492.309 | 31.4308 | 642.146 | 28.9379 | 0 | 2041 | 2284.5233 | 2041 | 3.6% | 2284.5233 | 1794.9826 | 2053 | 0 | 2053 | 0 | 0 | 0 | 0 | 0 | 0 | 0 | 0 | 0 | 2053 | 0 | 2053 | 0 | 0
36 | 2054 | 0 | 0 | 0.657 | 0 | 0 | 2.5926 | 0 | 0 | 2.5926 | 0 | 0 | 0 | 0 | 0 | 2.5926 | -13.1429 | 0 | 9000 | 9000 | 3618.0321 | 32.5623 | 674.7083 | 29.9697 | 0 | 2042 | 2366.7662 | 2042 | 3.6% | 2366.7662 | 1859.602 | 2054 | 0 | 2054 | 0 | 0 | 0 | 0 | 0 | 0 | 0 | 0 | 0 | 2054 | 0 | 2054 | 0 | 0
37 | 2055 | 0 | 0 | 0.657 | 0 | 0 | 2.6963 | 0 | 0 | 2.6963 | 0 | 0 | 0 | 0 | 0 | 2.6963 | -10.4466 | 0 | 9000 | 9000 | 3748.2813 | 33.7345 | 708.4429 | 31.0382 | 0 | 2043 | 2451.9698 | 2043 | 3.6% | 2451.9698 | 1926.5477 | 2055 | 0 | 2055 | 0 | 0 | 0 | 0 | 0 | 0 | 0 | 0 | 0 | 2055 | 0 | 2055 | 0 | 0
38 | 2056 | 0 | 0 | 0.657 | 0 | 0 | 2.8041 | 0 | 0 | 2.8041 | 0 | 0 | 0 | 0 | 0 | 2.8041 | -7.6425 | 0 | 9000 | 9000 | 3883.2194 | 34.949 | 743.3918 | 32.1448 | 0 | 2044 | 2540.2407 | 2044 | 3.6% | 2540.2407 | 1995.9034 | 2056 | 0 | 2056 | 0 | 0 | 0 | 0 | 0 | 0 | 0 | 0 | 0 | 2056 | 0 | 2056 | 0 | 0
39 | 2057 | 0 | 0 | 0.657 | 0 | 0 | 2.9163 | 0 | 0 | 2.9163 | 0 | 0 | 0 | 0 | 0 | 2.9163 | -4.7262 | 0 | 9000 | 9000 | 4023.0153 | 36.2071 | 779.599 | 33.2908 | 0 | 2045 | 2631.6893 | 2045 | 3.6% | 2631.6893 | 2067.7559 | 2057 | 0 | 2057 | 0 | 0 | 0 | 0 | 0 | 0 | 0 | 0 | 0 | 2057 | 0 | 2057 | 0 | 0
40 | 2058 | 0 | 0 | 0.657 | 0 | 0 | 3.033 | 0 | 0 | 3.033 | 0 | 0 | 0 | 0 | 0 | 3.033 | -1.6932 | 0 | 9000 | 9000 | 4167.8439 | 37.5106 | 817.1096 | 34.4776 | 0 | 2046 | 2726.4302 | 2046 | 3.6% | 2726.4302 | 2142.1951 | 2058 | 0 | 2058 | 0 | 0 | 0 | 0 | 0 | 0 | 0 | 0 | 0 | 2058 | 0 | 2058 | 0 | 0
41 | 2059 | 0 | 0 | 0.657 | 0 | 0 | 3.1543 | 0 | 0 | 3.1543 | 0 | 0 | 0 | 0 | 0 | 3.1543 | 1.461 | 0 | 9000 | 9000 | 4317.8863 | 38.861 | 855.9705 | 35.7067 | 0 | 2047 | 2824.5816 | 2047 | 3.6% | 2824.5816 | 2219.3141 | 2059 | 0 | 2059 | 0 | 0 | 0 | 0 | 0 | 0 | 0 | 0 | 0 | 2059 | 0 | 2059 | 0 | 0
42 | 2060 | 0 | 0 | 0.657 | 0 | 0 | 3.2804 | 0 | 0 | 3.2804 | 0 | 0 | 0 | 0 | 0 | 3.2804 | 4.7415 | 0 | 9000 | 9000 | 4473.3302 | 40.26 | 896.2305 | 36.9795 | 0 | 2048 | 2926.2666 | 2048 | 3.6% | 2926.2666 | 2299.2095 | 2060 | 0 | 2060 | 0 | 0 | 0 | 0 | 0 | 0 | 0 | 0 | 0 | 2060 | 0 | 2060 | 0 | 0
43 | 2061 | 0 | 0 | 0.657 | 0 | 0 | 3.4117 | 0 | 0 | 3.4117 | 0 | 0 | 0 | 0 | 0 | 3.4117 | 8.1531 | 0 | 9000 | 9000 | 4634.37 | 41.7093 | 937.9398 | 38.2977 | 0 | 2049 | 3031.6122 | 2049 | 3.6% | 3031.6122 | 2381.981 | 2061 | 0 | 2061 | 0 | 0 | 0 | 0 | 0 | 0 | 0 | 0 | 0 | 2061 | 0 | 2061 | 0 | 0
44 | 2062 | 0 | 0 | 0.657 | 0 | 0 | 3.5481 | 0 | 0 | 3.5481 | 0 | 0 | 0 | 0 | 0 | 3.5481 | 11.7013 | 0 | 9000 | 9000 | 4801.2074 | 43.2109 | 981.1507 | 39.6627 | 0 | 2050 | 3140.7502 | 2050 | 3.6% | 3140.7502 | 2467.7323 | 2062 | 0 | 2062 | 0 | 0 | 0 | 0 | 0 | 0 | 0 | 0 | 0 | 2062 | 0 | 2062 | 0 | 0
45 | 2063 | 0 | 0 | 0.657 | 0 | 0 | 3.6901 | 0 | 0 | 3.6901 | 0 | 0 | 0 | 0 | 0 | 3.6901 | 15.3913 | 0 | 9000 | 9000 | 4974.0508 | 44.7665 | 1025.9172 | 41.0764 | 0 | 2051 | 3253.8172 | 2051 | 3.6% | 3253.8172 | 2556.5707 | 2063 | 0 | 2063 | 0 | 0 | 0 | 0 | 0 | 0 | 0 | 0 | 0 | 2063 | 0 | 2063 | 0 | 0
46 | 2064 | 0 | 0 | 0.657 | 0 | 0 | 3.8377 | 0 | 0 | 3.8377 | 0 | 0 | 0 | 0 | 0 | 3.8377 | 19.229 | 0 | 9000 | 9000 | 5153.1167 | 46.378 | 1072.2952 | 42.5404 | 0 | 2052 | 3370.9546 | 2052 | 3.6% | 3370.9546 | 2648.6072 | 2064 | 0 | 2064 | 0 | 0 | 0 | 0 | 0 | 0 | 0 | 0 | 0 | 2064 | 0 | 2064 | 0 | 0
47 | 2065 | 0 | 0 | 0.657 | 0 | 0 | 3.9912 | 0 | 0 | 3.9912 | 0 | 0 | 0 | 0 | 0 | 3.9912 | 23.2201 | 0 | 9000 | 9000 | 5338.6289 | 48.0477 | 1120.3429 | 44.0565 | 0 | 2053 | 3492.309 | 2053 | 3.6% | 3492.309 | 2743.9571 | 2065 | 0 | 2065 | 0 | 0 | 0 | 0 | 0 | 0 | 0 | 0 | 0 | 2065 | 0 | 2065 | 0 | 0
48 | 2066 | 0 | 0 | 0.657 | 0 | 0 | 4.1508 | 0 | 0 | 4.1508 | 0 | 0 | 0 | 0 | 0 | 4.1508 | 27.3709 | 0 | 9000 | 9000 | 5530.8195 | 49.7774 | 1170.1202 | 45.6266 | 0 | 2054 | 3618.0321 | 2054 | 3.6% | 3618.0321 | 2842.7395 | 2066 | 0 | 2066 | 0 | 0 | 0 | 0 | 0 | 0 | 0 | 0 | 0 | 2066 | 0 | 2066 | 0 | 0
49 | 2067 | 0 | 0 | 0.657 | 0 | 0 | 4.3168 | 0 | 0 | 4.3168 | 0 | 0 | 0 | 0 | 0 | 4.3168 | 31.6878 | 0 | 9000 | 9000 | 5729.929 | 51.5694 | 1221.6896 | 47.2525 | 0 | 2055 | 3748.2813 | 2055 | 3.6% | 3748.2813 | 2945.0782 | 2067 | 0 | 2067 | 0 | 0 | 0 | 0 | 0 | 0 | 0 | 0 | 0 | 2067 | 0 | 2067 | 0 | 0
50 | 2068 | 0 | 0 | 0.657 | 0 | 0 | 4.4895 | 0 | 0 | 4.4895 | 0 | 0 | 0 | 0 | 0 | 4.4895 | 36.1773 | 0 | 9000 | 9000 | 5936.2064 | 53.4259 | 1275.1155 | 48.9363 | 0 | 2056 | 3883.2194 | 2056 | 3.6% | 3883.2194 | 3051.101 | 2068 | 0 | 2068 | 0 | 0 | 0 | 0 | 0 | 0 | 0 | 0 | 0 | 2068 | 0 | 2068 | 0 | 0
51 | 2069 | 0 | 0 | 0.657 | 0 | 0 | 4.6691 | 0 | 0 | 4.6691 | 0 | 0 | 0 | 0 | 0 | 4.6691 | 40.8464 | 0 | 9000 | 9000 | 6149.9099 | 55.3492 | 1330.4647 | 50.6801 | 0 | 2057 | 4023.0153 | 2057 | 3.6% | 4023.0153 | 3160.9406 | 2069 | 0 | 2069 | 0 | 0 | 0 | 0 | 0 | 0 | 0 | 0 | 0 | 2069 | 0 | 2069 | 0 | 0
52 | 2070 | 0 | 0 | 0.657 | 0 | 0 | 4.8559 | 0 | 0 | 4.8559 | 0 | 0 | 0 | 0 | 0 | 4.8559 | 45.7022 | 0 | 9000 | 9000 | 6371.3066 | 57.3418 | 1387.8064 | 52.4859 | 0 | 2058 | 4167.8439 | 2058 | 3.6% | 4167.8439 | 3274.7345 | 2070 | 0 | 2070 | 0 | 0 | 0 | 0 | 0 | 0 | 0 | 0 | 0 | 2070 | 0 | 2070 | 0 | 0
53 | 2071 | 0 | 0 | 0.657 | 0 | 0 | 5.0501 | 0 | 0 | 5.0501 | 0 | 0 | 0 | 0 | 0 | 5.0501 | 50.7523 | 0 | 9000 | 9000 | 6600.6737 | 59.4061 | 1447.2125 | 54.356 | 0 | 2059 | 4317.8863 | 2059 | 3.6% | 4317.8863 | 3392.6249 | 2071 | 0 | 2071 | 0 | 0 | 0 | 0 | 0 | 0 | 0 | 0 | 0 | 2071 | 0 | 2071 | 0 | 0
54 | 2072 | 0 | 0 | 0.657 | 0 | 0 | 5.2521 | 0 | 0 | 5.2521 | 0 | 0 | 0 | 0 | 0 | 5.2521 | 56.0044 | 0 | 9000 | 9000 | 6838.2979 | 61.5447 | 1508.7572 | 56.2926 | 0 | 2060 | 4473.3302 | 2060 | 3.6% | 4473.3302 | 3514.7594 | 2072 | 0 | 2072 | 0 | 0 | 0 | 0 | 0 | 0 | 0 | 0 | 0 | 2072 | 0 | 2072 | 0 | 0
55 | 2073 | 0 | 0 | 0.657 | 0 | 0 | 5.4622 | 0 | 0 | 5.4622 | 0 | 0 | 0 | 0 | 0 | 5.4622 | 61.4666 | 0 | 9000 | 9000 | 7084.4766 | 63.7603 | 1572.5175 | 58.2981 | 0 | 2061 | 4634.37 | 2061 | 3.6% | 4634.37 | 3641.2907 | 2073 | 0 | 2073 | 0 | 0 | 0 | 0 | 0 | 0 | 0 | 0 | 0 | 2073 | 0 | 2073 | 0 | 0
56 | 2074 | 0 | 0 | 0.657 | 0 | 0 | 5.6807 | 0 | 0 | 5.6807 | 0 | 0 | 0 | 0 | 0 | 5.6807 | 67.1472 | 0 | 9000 | 9000 | 7339.5178 | 66.0557 | 1638.5731 | 60.375 | 0 | 2062 | 4801.2074 | 2062 | 3.6% | 4801.2074 | 3772.3772 | 2074 | 0 | 2074 | 0 | 0 | 0 | 0 | 0 | 0 | 0 | 0 | 0 | 2074 | 0 | 2074 | 0 | 0
57 | 2075 | 0 | 0 | 0.657 | 0 | 0 | 5.9079 | 0 | 0 | 5.9079 | 0 | 0 | 0 | 0 | 0 | 5.9079 | 73.0551 | 0 | 9000 | 9000 | 7603.7404 | 68.4337 | 1707.0068 | 62.5258 | 0 | 2063 | 4974.0508 | 2063 | 3.6% | 4974.0508 | 3908.1828 | 2075 | 0 | 2075 | 0 | 0 | 0 | 0 | 0 | 0 | 0 | 0 | 0 | 2075 | 0 | 2075 | 0 | 0
58 | 2076 | 0 | 0 | 0.657 | 0 | 0 | 6.1442 | 0 | 0 | 6.1442 | 0 | 0 | 0 | 0 | 0 | 6.1442 | 79.1993 | 0 | 9000 | 9000 | 7877.4751 | 70.8973 | 1777.9041 | 64.7531 | 0 | 2064 | 5153.1167 | 2064 | 3.6% | 5153.1167 | 4048.8774 | 2076 | 0 | 2076 | 0 | 0 | 0 | 0 | 0 | 0 | 0 | 0 | 0 | 2076 | 0 | 2076 | 0 | 0
59 | 2077 | 0 | 0 | 0.657 | 0 | 0 | 6.39 | 0 | 0 | 6.39 | 0 | 0 | 0 | 0 | 0 | 6.39 | 85.5893 | 0 | 9000 | 9000 | 8161.0642 | 73.4496 | 1851.3536 | 67.0596 | 0 | 2065 | 5338.6289 | 2065 | 3.6% | 5338.6289 | 4194.637 | 2077 | 0 | 2077 | 0 | 0 | 0 | 0 | 0 | 0 | 0 | 0 | 0 | 2077 | 0 | 2077 | 0 | 0
60 | 2078 | 0 | 0 | 0.657 | 0 | 0 | 6.6456 | 0 | 0 | 6.6456 | 0 | 0 | 0 | 0 | 0 | 6.6456 | 92.2349 | 0 | 9000 | 9000 | 8454.8625 | 76.0938 | 1927.4474 | 69.4482 | 0 | 2066 | 5530.8195 | 2066 | 3.6% | 5530.8195 | 4345.6439 | 2078 | 0 | 2078 | 0 | 0 | 0 | 0 | 0 | 0 | 0 | 0 | 0 | 2078 | 0 | 2078 | 0 | 0
61 | 2079 | 0 | 0 | 0.657 | 0 | 0 | 6.9114 | 0 | 0 | 6.9114 | 0 | 0 | 0 | 0 | 0 | 6.9114 | 99.1463 | 0 | 9000 | 9000 | 8759.2376 | 78.8331 | 2006.2805 | 71.9217 | 0 | 2067 | 5729.929 | 2067 | 3.6% | 5729.929 | 4502.0871 | 2079 | 0 | 2079 | 0 | 0 | 0 | 0 | 0 | 0 | 0 | 0 | 0 | 2079 | 0 | 2079 | 0 | 0
62 | 2080 | 0 | 0 | 0.657 | 0 | 0 | 7.1879 | 0 | 0 | 7.1879 | 0 | 0 | 0 | 0 | 0 | 7.1879 | 106.3341 | 0 | 9000 | 9000 | 9074.5701 | 81.6711 | 2087.9517 | 74.4833 | 0 | 2068 | 5936.2064 | 2068 | 3.6% | 5936.2064 | 4664.1622 | 2080 | 0 | 2080 | 0 | 0 | 0 | 0 | 0 | 0 | 0 | 0 | 0 | 2080 | 0 | 2080 | 0 | 0
63 | 2081 | 0 | 0 | 0.657 | 0 | 0 | 7.4754 | 0 | 0 | 7.4754 | 0 | 0 | 0 | 0 | 0 | 7.4754 | 113.8095 | 0 | 9000 | 9000 | 9401.2546 | 84.6113 | 2172.563 | 77.1359 | 0 | 2069 | 6149.9099 | 2069 | 3.6% | 6149.9099 | 4832.072 | 2081 | 0 | 2081 | 0 | 0 | 0 | 0 | 0 | 0 | 0 | 0 | 0 | 2081 | 0 | 2081 | 0 | 0
64 | 2082 | 0 | 0 | 0.657 | 0 | 0 | 7.7744 | 0 | 0 | 7.7744 | 0 | 0 | 0 | 0 | 0 | 7.7744 | 121.5839 | 0 | 9000 | 9000 | 9739.6998 | 87.6573 | 2260.2203 | 79.8829 | 0 | 2070 | 6371.3066 | 2070 | 3.6% | 6371.3066 | 5006.0266 | 2082 | 0 | 2082 | 0 | 0 | 0 | 0 | 0 | 0 | 0 | 0 | 0 | 2082 | 0 | 2082 | 0 | 0
65 | 2083 | 0 | 0 | 0.657 | 0 | 0 | 8.0854 | 0 | 0 | 8.0854 | 0 | 0 | 0 | 0 | 0 | 8.0854 | 129.6692 | 0 | 9000 | 9000 | 10090.329 | 90.813 | 2351.0332 | 82.7276 | 0 | 2071 | 6600.6737 | 2071 | 3.6% | 6600.6737 | 5186.2436 | 2083 | 0 | 2083 | 0 | 0 | 0 | 0 | 0 | 0 | 0 | 0 | 0 | 2083 | 0 | 2083 | 0 | 0
66 | 2084 | 0 | 0 | 0.657 | 0 | 0 | 8.4088 | 0 | 0 | 8.4088 | 0 | 0 | 0 | 0 | 0 | 8.4088 | 138.078 | 0 | 9000 | 9000 | 10453.5808 | 94.0822 | 2445.1154 | 85.6735 | 0 | 2072 | 6838.2979 | 2072 | 3.6% | 6838.2979 | 5372.9484 | 2084 | 0 | 2084 | 0 | 0 | 0 | 0 | 0 | 0 | 0 | 0 | 0 | 2084 | 0 | 2084 | 0 | 0
67 | 2085 | 0 | 0 | 0.657 | 0 | 0 | 8.7451 | 0 | 0 | 8.7451 | 0 | 0 | 0 | 0 | 0 | 8.7451 | 146.8231 | 0 | 9000 | 9000 | 10829.9098 | 97.4692 | 2542.5846 | 88.7241 | 0 | 2073 | 7084.4766 | 2073 | 3.6% | 7084.4766 | 5566.3745 | 2085 | 0 | 2085 | 0 | 0 | 0 | 0 | 0 | 0 | 0 | 0 | 0 | 2085 | 0 | 2085 | 0 | 0
68 | 2086 | 0 | 0 | 0.657 | 0 | 0 | 9.0949 | 0 | 0 | 9.0949 | 0 | 0 | 0 | 0 | 0 | 9.0949 | 155.918 | 0 | 9000 | 9000 | 11219.7865 | 100.9781 | 2643.5627 | 91.8832 | 0 | 2074 | 7339.5178 | 2074 | 3.6% | 7339.5178 | 5766.764 | 2086 | 0 | 2086 | 0 | 0 | 0 | 0 | 0 | 0 | 0 | 0 | 0 | 2086 | 0 | 2086 | 0 | 0
69 | 2087 | 0 | 0 | 0.657 | 0 | 0 | 9.4587 | 0 | 0 | 9.4587 | 0 | 0 | 0 | 0 | 0 | 9.4587 | 165.3768 | 0 | 9000 | 9000 | 11623.6988 | 104.6133 | 2748.176 | 95.1546 | 0 | 2075 | 7603.7404 | 2075 | 3.6% | 7603.7404 | 5974.3675 | 2087 | 0 | 2087 | 0 | 0 | 0 | 0 | 0 | 0 | 0 | 0 | 0 | 2087 | 0 | 2087 | 0 | 0
70 | 2088 | 0 | 0 | 0.657 | 0 | 0 | 9.8371 | 0 | 0 | 9.8371 | 0 | 0 | 0 | 0 | 0 | 9.8371 | 175.2138 | 0 | 9000 | 9000 | 12042.152 | 108.3794 | 2856.5554 | 98.5423 | 0 | 2076 | 7877.4751 | 2076 | 3.6% | 7877.4751 | 6189.4447 | 2088 | 0 | 2088 | 0 | 0 | 0 | 0 | 0 | 0 | 0 | 0 | 0 | 2088 | 0 | 2088 | 0 | 0
71 | 2089 | 0 | 0 | 0.657 | 0 | 0 | 10.2306 | 0 | 0 | 10.2306 | 0 | 0 | 0 | 0 | 0 | 10.2306 | 185.4444 | 0 | 9000 | 9000 | 12475.6695 | 112.281 | 2968.8364 | 102.0505 | 0 | 2077 | 8161.0642 | 2077 | 3.6% | 8161.0642 | 6412.2647 | 2089 | 0 | 2089 | 0 | 0 | 0 | 0 | 0 | 0 | 0 | 0 | 0 | 2089 | 0 | 2089 | 0 | 0
72 | 2090 | 0 | 0 | 0.657 | 0 | 0 | 10.6398 | 0 | 0 | 10.6398 | 0 | 0 | 0 | 0 | 0 | 10.6398 | 196.0842 | 0 | 9000 | 9000 | 12924.7936 | 116.3231 | 3085.1595 | 105.6834 | 0 | 2078 | 8454.8625 | 2078 | 3.6% | 8454.8625 | 6643.1063 | 2090 | 0 | 2090 | 0 | 0 | 0 | 0 | 0 | 0 | 0 | 0 | 0 | 2090 | 0 | 2090 | 0 | 0
73 | 2091 | 0 | 0 | 0.657 | 0 | 0 | 11.0654 | 0 | 0 | 11.0654 | 0 | 0 | 0 | 0 | 0 | 11.0654 | 207.1495 | 0 | 9000 | 9000 | 13390.0861 | 120.5108 | 3205.6703 | 109.4454 | 0 | 2079 | 8759.2376 | 2079 | 3.6% | 8759.2376 | 6882.2581 | 2091 | 0 | 2091 | 0 | 0 | 0 | 0 | 0 | 0 | 0 | 0 | 0 | 2091 | 0 | 2091 | 0 | 0
74 | 2092 | 0 | 0 | 0.657 | 0 | 0 | 11.508 | 0 | 0 | 11.508 | 0 | 0 | 0 | 0 | 0 | 11.508 | 218.6575 | 0 | 9000 | 9000 | 13872.1292 | 124.8492 | 3330.5195 | 113.3412 | 0 | 2080 | 9074.5701 | 2080 | 3.6% | 9074.5701 | 7130.0194 | 2092 | 0 | 2092 | 0 | 0 | 0 | 0 | 0 | 0 | 0 | 0 | 0 | 2092 | 0 | 2092 | 0 | 0
75 | 2093 | 0 | 0 | 0.657 | 0 | 0 | 11.9683 | 0 | 0 | 11.9683 | 0 | 0 | 0 | 0 | 0 | 11.9683 | 230.6258 | 0 | 9000 | 9000 | 14371.5259 | 129.3437 | 3459.8632 | 117.3754 | 0 | 2081 | 9401.2546 | 2081 | 3.6% | 9401.2546 | 7386.7001 | 2093 | 0 | 2093 | 0 | 0 | 0 | 0 | 0 | 0 | 0 | 0 | 0 | 2093 | 0 | 2093 | 0 | 0
76 | 2094 | 0 | 0 | 0.657 | 0 | 0 | 12.447 | 0 | 0 | 12.447 | 0 | 0 | 0 | 0 | 0 | 12.447 | 243.0728 | 0 | 9000 | 9000 | 14888.9008 | 134.0001 | 3593.8633 | 121.5531 | 0 | 2082 | 9739.6998 | 2082 | 3.6% | 9739.6998 | 7652.6213 | 2094 | 0 | 2094 | 0 | 0 | 0 | 0 | 0 | 0 | 0 | 0 | 0 | 2094 | 0 | 2094 | 0 | 0
77 | 2095 | 0 | 0 | 0.657 | 0 | 0 | 12.9449 | 0 | 0 | 12.9449 | 0 | 0 | 0 | 0 | 0 | 12.9449 | 256.0178 | 0 | 9000 | 9000 | 15424.9012 | 138.8241 | 3732.6874 | 125.8792 | 0 | 2083 | 10090.329 | 2083 | 3.6% | 10090.329 | 7928.1156 | 2095 | 0 | 2095 | 0 | 0 | 0 | 0 | 0 | 0 | 0 | 0 | 0 | 2095 | 0 | 2095 | 0 | 0
78 | 2096 | 0 | 0 | 0.657 | 0 | 0 | 13.4627 | 0 | 0 | 13.4627 | 0 | 0 | 0 | 0 | 0 | 13.4627 | 269.4805 | 0 | 9000 | 9000 | 15980.1977 | 143.8218 | 3876.5092 | 130.3591 | 0 | 2084 | 10453.5808 | 2084 | 3.6% | 10453.5808 | 8213.5278 | 2096 | 0 | 2096 | 0 | 0 | 0 | 0 | 0 | 0 | 0 | 0 | 0 | 2096 | 0 | 2096 | 0 | 0
79 | 2097 | 0 | 0 | 0.657 | 0 | 0 | 14.0012 | 0 | 0 | 14.0012 | 0 | 0 | 0 | 0 | 0 | 14.0012 | 283.4817 | 0 | 9000 | 9000 | 16555.4848 | 148.9994 | 4025.5086 | 134.9981 | 0 | 2085 | 10829.9098 | 2085 | 3.6% | 10829.9098 | 8509.2148 | 2097 | 0 | 2097 | 0 | 0 | 0 | 0 | 0 | 0 | 0 | 0 | 0 | 2097 | 0 | 2097 | 0 | 0
80 | 2098 | 0 | 0 | 0.657 | 0 | 0 | 14.5613 | 0 | 0 | 14.5613 | 0 | 0 | 0 | 0 | 0 | 14.5613 | 298.0429 | 0 | 9000 | 9000 | 17151.4822 | 154.3633 | 4179.8719 | 139.8021 | 0 | 2086 | 11219.7865 | 2086 | 3.6% | 11219.7865 | 8815.5465 | 2098 | 0 | 2098 | 0 | 0 | 0 | 0 | 0 | 0 | 0 | 0 | 0 | 2098 | 0 | 2098 | 0 | 0
81 | 2099 | 0 | 0 | 0.657 | 0 | 0 | 15.1437 | 0 | 0 | 15.1437 | 0 | 0 | 0 | 0 | 0 | 15.1437 | 313.1867 | 0 | 9000 | 9000 | 17768.9356 | 159.9204 | 4339.7923 | 144.7767 | 0 | 2087 | 11623.6988 | 2087 | 3.6% | 11623.6988 | 9132.9062 | 2099 | 0 | 2099 | 0 | 0 | 0 | 0 | 0 | 0 | 0 | 0 | 0 | 2099 | 0 | 2099 | 0 | 0
82 | 2100 | 0 | 0 | 0.657 | 0 | 0 | 15.7495 | 0 | 0 | 15.7495 | 0 | 0 | 0 | 0 | 0 | 15.7495 | 328.9361 | 0 | 9000 | 9000 | 18408.6173 | 165.6776 | 4505.4699 | 149.9281 | 0 | 2088 | 12042.152 | 2088 | 3.6% | 12042.152 | 9461.6908 | 2100 | 0 | 2100 | 0 | 0 | 0 | 0 | 0 | 0 | 0 | 0 | 0 | 2100 | 0 | 2100 | 0 | 0
83 | 2101 | 0 | 0 | 0.657 | 0 | 0 | 16.3794 | 0 | 0 | 16.3794 | 0 | 0 | 0 | 0 | 0 | 16.3794 | 345.3156 | 0 | 9000 | 9000 | 19071.3275 | 171.6419 | 4677.1118 | 155.2625 | 0 | 2089 | 12475.6695 | 2089 | 3.6% | 12475.6695 | 9802.3117 | 2101 | 0 | 2101 | 0 | 0 | 0 | 0 | 0 | 0 | 0 | 0 | 0 | 2101 | 0 | 2101 | 0 | 0
84 | 2102 | 0 | 0 | 0.657 | 0 | 0 | 17.0346 | 0 | 0 | 17.0346 | 0 | 0 | 0 | 0 | 0 | 17.0346 | 362.3502 | 0 | 9000 | 9000 | 19757.8953 | 177.8211 | 4854.9329 | 160.7864 | 0 | 2090 | 12924.7936 | 2090 | 3.6% | 12924.7936 | 10155.1949 | 2102 | 0 | 2102 | 0 | 0 | 0 | 0 | 0 | 0 | 0 | 0 | 0 | 2102 | 0 | 2102 | 0 | 0
85 | 2103 | 0 | 0 | 0.657 | 0 | 0 | 17.716 | 0 | 0 | 17.716 | 0 | 0 | 0 | 0 | 0 | 17.716 | 380.0662 | 0 | 9000 | 9000 | 20469.1795 | 184.2226 | 5039.1555 | 166.5066 | 0 | 2091 | 13390.0861 | 2091 | 3.6% | 13390.0861 | 10520.782 | 2103 | 0 | 2103 | 0 | 0 | 0 | 0 | 0 | 0 | 0 | 0 | 0 | 2103 | 0 | 2103 | 0 | 0
86 | 2104 | 0 | 0 | 0.657 | 0 | 0 | 18.4246 | 0 | 0 | 18.4246 | 0 | 0 | 0 | 0 | 0 | 18.4246 | 398.4909 | 0 | 9000 | 9000 | 21206.07 | 190.8546 | 5230.0101 | 172.43 | 0 | 2092 | 13872.1292 | 2092 | 3.6% | 13872.1292 | 10899.5301 | 2104 | 0 | 2104 | 0 | 0 | 0 | 0 | 0 | 0 | 0 | 0 | 0 | 2104 | 0 | 2104 | 0 | 0
[15 empty] | Total NPV | 8.9709 |  |  |  |  | Total NPV | 692.5633 | IRR | 0% | 2019 | 2093 | 14371.5259 | 2093 | 3.6% | 14371.5259 | 11291.9132
1 - If LRP Subsidies are applicable, an Increase in supplies occuring after 2125 will require a modification to the current analysis. | [25 empty] | 2094 | 14888.9008 | 2094 | 3.6% | 14888.9008 | 11698.4221
[26 empty] | 2095 | 15424.9012 | 2095 | 3.6% | 15424.9012 | 12119.5653
[26 empty] | 2096 | 15980.1977 | 2096 | 3.6% | 15980.1977 | 12555.8696
[26 empty] | 2097 | 16555.4848 | 2097 | 3.6% | 16555.4848 | 13007.8809
[26 empty] | 2098 | 17151.4822 | 2098 | 3.6% | 17151.4822 | 13476.1646
[26 empty] | 2099 | 17768.9356 | 2099 | 3.6% | 17768.9356 | 13961.3066
[26 empty] | 2100 | 18408.6173 | 2100 | 3.6% | 18408.6173 | 14463.9136
Note on F10: J. Almaraz: It is assumed that anything in $Year, or prior, are actual costs with no escalation required.
Note on L10: J. Almaraz: It is assumed that anything in $Year, or prior, will be treated as cash and not financed.
Note on AS10: J. Almaraz: Only Column with equivalent Borrowing term to Cell N4 is correct
Note on AL14: Jaime Almaraz: Rate Effective 1/2009 Rate Change on 9/1/2009 to 2010 Values
Note on AL20: Jaime Almaraz: Rates approved by the MWD board in April 2014 for 2015 and 2016.

## Step3
Projected Costs and Revenues for Master Project ending after Step 3
Scenario Assumptions
|  |  | Net Present Value (NPV) |  | Cost Escalation Rate |  |  | Financing |  |  | LRP Incentive |  |  | Avoided MWD Cost |  | Pumping Cost
| Year of Cost Projection | Project Starting Year | NPV Year | Discount Rate | Capital | O&M | Pumping | % of Capital Financed | Term (Years) | Borrowing Rate | Incentive Qualifying | Incentive ($/Acre-Ft) | Payment Option (Years) | MWD Tier 1 Water Rate | Long Term Rate Increase | Applicable ? | Pumping Cost ($/acre-ft) | Max GW Available (acre-ft/year) | Pumping Start Year
| 2019 | 2019 | 2019 | 0.04 | 0.022 | 0.03 | 0.04 | 0.65 | 30 | 0.05 | Yes | 475 | 15 | Treated | 0.036 | Yes | 73 | 9000 | 2018
CHANGE THESE VALUES ONLY ON 'NPV SUMMARY' SHEET
ONLY CHANGE WATER RATES IN 'Rates' SHEET. CHANGES WILL BE REFLECTED HERE.
Base
|  | Projected Annual Cost 2019 Dollar Year ($Million) |  |  | Projected Annual Cost Escalated Values ($Million) |  |  | Projected Annual Cost with Financing ($Million; NPV=$8.971) | [9 empty] | Avoided MWD Purchase ($Million; NPV=$692.563) | [5 empty] | LADWP Rate of Return |  | Rate Used in Analysis |  | MWD Water Rates |  |  |  | Financing Costs used in Analysis |  | Financing Costs (Note- only correct column is one with Cell J5 Borrowing Term) | [9 empty] | LRP Incentive used in Analysis |  | LRP Subsidy
No. | FYE | Capital | O&M | Pumping | Escalated Capital | Escalated O&M | Escalated Pumping | CASH Capital | CASH O&M | CASH Pumping | Financed Capital | Annual Payment | Financing Costs | Annual LRP Subsidy | Total LRP Subsidy | Total Cost | Cumulative Cost ($Million) | Water Demand (Acre-Ft) | Pumped Water (Acre-Ft) | 1Avoided Purchase (Acre-Ft) | MWD Water Rate ($/Acre-Ft) | Avoided Cost ($Million) | Cumulative Cost ($Million) | Net Cash Flow | Payback Year | Year | Tier 1 Treated ($/Acre-Ft) | Year | Rate Increase Projection | Tier 1 - Treated ($/Acre-Ft) | Tier 1 - Untreated ($/Acre-Ft) | Year | 30 Year Borrowing Term | Year | 5 Year Borrowing Term | 10 Year Borrowing Term | 15 Year Borrowing Term | 18 Year Borrowing Term | 20 Year Borrowing Term | 25 Year Borrowing Term | 30 Year Borrowing Term | 35 Year Borrowing Term | 40 Year Borrowing Term | Year | 15 Year Term | Year | 15 Year Term | 25 Year Term
0
1 | 2019 | 0 | 0 | 0.657 | 0 | 0 | 0.657 | 0 | 0 | 0.657 | 0 | 0 | 0 | 4.275 | 0 | 0.657 | 0.657 | 0 | 9000 | 9000 | 1053 | 9.477 | 9.477 | 8.82 | 2019 | 2007 | 478 | 2007 | - | 478 | 331 | 2019 | 0 | 2019 | 0 | 0 | 0 | 0 | 0 | 0 | 0 | 0 | 0 | 2019 | 0 | 2019 | 0 | 0
2 | 2020 | 0 | 0 | 0.657 | 0 | 0 | 0.68328 | 0 | 0 | 0.68328 | 0 | 0 | 0 | 0 | 4.275 | -3.5917 | -2.9347 | 0 | 9000 | 9000 | 1092 | 9.828 | 19.305 | 13.4197 | 0 | 2008 | 508 | 2008 | - | 508 | 351 | 2020 | 0 | 2020 | 0 | 0 | 0 | 0 | 0 | 0 | 0 | 0 | 0 | 2020 | 4.275 | 2020 | 4.275 | 4.275
3 | 2021 | 0 | 0 | 0.657 | 0 | 0 | 0.71061 | 0 | 0 | 0.71061 | 0 | 0 | 0 | 0 | 4.275 | -3.5644 | -6.4991 | 0 | 9000 | 9000 | 1123 | 10.107 | 29.412 | 13.6714 | 0 | 2009 | 579 | 2009 | - | 579 | 412 | 2021 | 0 | 2021 | 0 | 0 | 0 | 0 | 0 | 0 | 0 | 0 | 0 | 2021 | 4.275 | 2021 | 4.275 | 4.275
4 | 2022 | 0 | 0 | 0.657 | 0 | 0 | 0.73904 | 0 | 0 | 0.73904 | 0 | 0 | 0 | 0 | 4.275 | -3.536 | -10.0351 | 0 | 9000 | 9000 | 1164 | 10.476 | 39.888 | 14.012 | 0 | 2010 | 701 | 2010 | - | 701 | 484 | 2022 | 0 | 2022 | 0 | 0 | 0 | 0 | 0 | 0 | 0 | 0 | 0 | 2022 | 4.275 | 2022 | 4.275 | 4.275
5 | 2023 | 0 | 0 | 0.657 | 0 | 0 | 0.7686 | 0 | 0 | 0.7686 | 0 | 0 | 0 | 0 | 4.275 | -3.5064 | -13.5415 | 0 | 9000 | 9000 | 1205 | 10.845 | 50.733 | 14.3514 | 0 | 2011 | 744 | 2011 | - | 744 | 527 | 2023 | 0 | 2023 | 0 | 0 | 0 | 0 | 0 | 0 | 0 | 0 | 0 | 2023 | 4.275 | 2023 | 4.275 | 4.275
6 | 2024 | 0 | 0 | 0.657 | 0 | 0 | 0.79934 | 0 | 0 | 0.79934 | 0 | 0 | 0 | 0 | 4.275 | -3.4757 | -17.0171 | 0 | 9000 | 9000 | 1249 | 11.241 | 61.974 | 14.7167 | 0 | 2012 | 794 | 2012 | - | 794 | 560 | 2024 | 0 | 2024 | 0 | 0 | 0 | 0 | 0 | 0 | 0 | 0 | 0 | 2024 | 4.275 | 2024 | 4.275 | 4.275
7 | 2025 | 0 | 0 | 0.657 | 0 | 0 | 0.83131 | 0 | 0 | 0.83131 | 0 | 0 | 0 | 0 | 4.275 | -3.4437 | -20.4608 | 0 | 9000 | 9000 | 1296 | 11.664 | 73.638 | 15.1077 | 0 | 2013 | 847 | 2013 | - | 847 | 593 | 2025 | 0 | 2025 | 0 | 0 | 0 | 0 | 0 | 0 | 0 | 0 | 0 | 2025 | 4.275 | 2025 | 4.275 | 4.275
8 | 2026 | 0 | 0 | 0.657 | 0 | 0 | 0.86457 | 0 | 0 | 0.86457 | 0 | 0 | 0 | 0 | 4.275 | -3.4104 | -23.8713 | 0 | 9000 | 9000 | 1344 | 12.096 | 85.734 | 15.5064 | 0 | 2014 | 890 | 2014 | - | 890 | 593 | 2026 | 0 | 2026 | 0 | 0 | 0 | 0 | 0 | 0 | 0 | 0 | 0 | 2026 | 4.275 | 2026 | 4.275 | 4.275
9 | 2027 | 0 | 0 | 0.657 | 0 | 0 | 0.89915 | 0 | 0 | 0.89915 | 0 | 0 | 0 | 0 | 4.275 | -3.3759 | -27.2471 | 0 | 9000 | 9000 | 1392.384 | 12.5315 | 98.2655 | 15.9073 | 0 | 2015 | 923 | 2015 | - | 923 | 582 | 2027 | 0 | 2027 | 0 | 0 | 0 | 0 | 0 | 0 | 0 | 0 | 0 | 2027 | 4.275 | 2027 | 4.275 | 4.275
10 | 2028 | 0 | 0 | 0.657 | 0 | 0 | 0.93512 | 0 | 0 | 0.93512 | 0 | 0 | 0 | 0 | 4.275 | -3.3399 | -30.587 | 0 | 9000 | 9000 | 1442.5098 | 12.9826 | 111.248 | 16.3225 | 0 | 2016 | 942 | 2016 | - | 942 | 594 | 2028 | 0 | 2028 | 0 | 0 | 0 | 0 | 0 | 0 | 0 | 0 | 0 | 2028 | 4.275 | 2028 | 4.275 | 4.275
11 | 2029 | 0 | 0 | 0.657 | 0 | 0 | 0.97252 | 0 | 0 | 0.97252 | 0 | 0 | 0 | 0 | 4.275 | -3.3025 | -33.8895 | 0 | 9000 | 9000 | 1494.4402 | 13.45 | 124.698 | 16.7524 | 0 | 2017 | 979 | 2017 | 0 | 979 | 666 | 2029 | 0 | 2029 | 0 | 0 | 0 | 0 | 0 | 0 | 0 | 0 | 0 | 2029 | 4.275 | 2029 | 4.275 | 4.275
12 | 2030 | 0 | 0 | 0.657 | 0 | 0 | 1.0114 | 0 | 0 | 1.0114 | 0 | 0 | 0 | 0 | 4.275 | -3.2636 | -37.153 | 0 | 9000 | 9000 | 1548.24 | 13.9342 | 138.6322 | 17.1977 | 0 | 2018 | 1015 | 2018 | 0 | 1015 | 695 | 2030 | 0 | 2030 | 0 | 0 | 0 | 0 | 0 | 0 | 0 | 0 | 0 | 2030 | 4.275 | 2030 | 4.275 | 4.275
13 | 2031 | 0 | 0 | 0.657 | 0 | 0 | 1.0519 | 0 | 0 | 1.0519 | 0 | 0 | 0 | 0 | 4.275 | -3.2231 | -40.3762 | 0 | 9000 | 9000 | 1603.9767 | 14.4358 | 153.068 | 17.6589 | 0 | 2019 | 1053 | 2019 | 0 | 1053 | 738 | 2031 | 0 | 2031 | 0 | 0 | 0 | 0 | 0 | 0 | 0 | 0 | 0 | 2031 | 4.275 | 2031 | 4.275 | 4.275
14 | 2032 | 0 | 0 | 0.657 | 0 | 0 | 1.094 | 0 | 0 | 1.094 | 0 | 0 | 0 | 0 | 4.275 | -3.181 | -43.5572 | 0 | 9000 | 9000 | 1661.7198 | 14.9555 | 168.0234 | 18.1365 | 0 | 2020 | 1092 | 2020 | 0 | 1092 | 783 | 2032 | 0 | 2032 | 0 | 0 | 0 | 0 | 0 | 0 | 0 | 0 | 0 | 2032 | 4.275 | 2032 | 4.275 | 4.275
15 | 2033 | 0 | 0 | 0.657 | 0 | 0 | 1.1377 | 0 | 0 | 1.1377 | 0 | 0 | 0 | 0 | 4.275 | -3.1373 | -46.6945 | 0 | 9000 | 9000 | 1721.5417 | 15.4939 | 183.5173 | 18.6312 | 0 | 2021 | 1123 | 2021 | 0 | 1123 | 835 | 2033 | 0 | 2033 | 0 | 0 | 0 | 0 | 0 | 0 | 0 | 0 | 0 | 2033 | 4.275 | 2033 | 4.275 | 4.275
16 | 2034 | 0 | 0 | 0.657 | 0 | 0 | 1.1832 | 0 | 0 | 1.1832 | 0 | 0 | 0 | 0 | 4.275 | -3.0918 | -49.7863 | 0 | 9000 | 9000 | 1783.5172 | 16.0517 | 199.569 | 19.1434 | 0 | 2022 | 1164 | 2022 | 0 | 1164 | 876 | 2034 | 0 | 2034 | 0 | 0 | 0 | 0 | 0 | 0 | 0 | 0 | 0 | 2034 | 4.275 | 2034 | 4.275 | 4.275
17 | 2035 | 0 | 0 | 0.657 | 0 | 0 | 1.2305 | 0 | 0 | 1.2305 | 0 | 0 | 0 | 0 | 0 | 1.2305 | -48.5557 | 0 | 9000 | 9000 | 1847.7239 | 16.6295 | 216.1985 | 15.399 | 0 | 2023 | 1205 | 2023 | 0 | 1205 | 917 | 2035 | 0 | 2035 | 0 | 0 | 0 | 0 | 0 | 0 | 0 | 0 | 0 | 2035 | 0 | 2035 | 0 | 4.275
18 | 2036 | 0 | 0 | 0.657 | 0 | 0 | 1.2798 | 0 | 0 | 1.2798 | 0 | 0 | 0 | 0 | 0 | 1.2798 | -47.276 | 0 | 9000 | 9000 | 1914.2419 | 17.2282 | 233.4267 | 15.9484 | 0 | 2024 | 1249 | 2024 | 0 | 1249 | 961 | 2036 | 0 | 2036 | 0 | 0 | 0 | 0 | 0 | 0 | 0 | 0 | 0 | 2036 | 0 | 2036 | 0 | 4.275
19 | 2037 | 0 | 0 | 0.657 | 0 | 0 | 1.331 | 0 | 0 | 1.331 | 0 | 0 | 0 | 0 | 0 | 1.331 | -45.945 | 0 | 9000 | 9000 | 1983.1546 | 17.8484 | 251.275 | 16.5174 | 0 | 2025 | 1296 | 2025 | 0 | 1296 | 1008 | 2037 | 0 | 2037 | 0 | 0 | 0 | 0 | 0 | 0 | 0 | 0 | 0 | 2037 | 0 | 2037 | 0 | 4.275
20 | 2038 | 0 | 0 | 0.657 | 0 | 0 | 1.3842 | 0 | 0 | 1.3842 | 0 | 0 | 0 | 0 | 0 | 1.3842 | -44.5608 | 0 | 9000 | 9000 | 2054.5482 | 18.4909 | 269.766 | 17.1067 | 0 | 2026 | 1344 | 2026 | 0 | 1344 | 1056 | 2038 | 0 | 2038 | 0 | 0 | 0 | 0 | 0 | 0 | 0 | 0 | 0 | 2038 | 0 | 2038 | 0 | 4.275
21 | 2039 | 0 | 0 | 0.657 | 0 | 0 | 1.4396 | 0 | 0 | 1.4396 | 0 | 0 | 0 | 0 | 0 | 1.4396 | -43.1212 | 0 | 9000 | 9000 | 2128.5119 | 19.1566 | 288.9226 | 17.717 | 0 | 2027 | 1392.384 | 2027 | 3.6% | 1392.384 | 1094.016 | 2039 | 0 | 2039 | 0 | 0 | 0 | 0 | 0 | 0 | 0 | 0 | 0 | 2039 | 0 | 2039 | 0 | 4.275
22 | 2040 | 0 | 0 | 0.657 | 0 | 0 | 1.4972 | 0 | 0 | 1.4972 | 0 | 0 | 0 | 0 | 0 | 1.4972 | -41.6241 | 0 | 9000 | 9000 | 2205.1384 | 19.8462 | 308.7688 | 18.3491 | 0 | 2028 | 1442.5098 | 2028 | 3.6% | 1442.5098 | 1133.4006 | 2040 | 0 | 2040 | 0 | 0 | 0 | 0 | 0 | 0 | 0 | 0 | 0 | 2040 | 0 | 2040 | 0 | 4.275
23 | 2041 | 0 | 0 | 0.657 | 0 | 0 | 1.557 | 0 | 0 | 1.557 | 0 | 0 | 0 | 0 | 0 | 1.557 | -40.067 | 0 | 9000 | 9000 | 2284.5233 | 20.5607 | 329.3295 | 19.0037 | 0 | 2029 | 1494.4402 | 2029 | 3.6% | 1494.4402 | 1174.203 | 2041 | 0 | 2041 | 0 | 0 | 0 | 0 | 0 | 0 | 0 | 0 | 0 | 2041 | 0 | 2041 | 0 | 4.275
24 | 2042 | 0 | 0 | 0.657 | 0 | 0 | 1.6193 | 0 | 0 | 1.6193 | 0 | 0 | 0 | 0 | 0 | 1.6193 | -38.4477 | 0 | 9000 | 9000 | 2366.7662 | 21.3009 | 350.6304 | 19.6816 | 0 | 2030 | 1548.24 | 2030 | 3.6% | 1548.24 | 1216.4743 | 2042 | 0 | 2042 | 0 | 0 | 0 | 0 | 0 | 0 | 0 | 0 | 0 | 2042 | 0 | 2042 | 0 | 4.275
25 | 2043 | 0 | 0 | 0.657 | 0 | 0 | 1.6841 | 0 | 0 | 1.6841 | 0 | 0 | 0 | 0 | 0 | 1.6841 | -36.7636 | 0 | 9000 | 9000 | 2451.9698 | 22.0677 | 372.6982 | 20.3836 | 0 | 2031 | 1603.9767 | 2031 | 3.6% | 1603.9767 | 1260.2674 | 2043 | 0 | 2043 | 0 | 0 | 0 | 0 | 0 | 0 | 0 | 0 | 0 | 2043 | 0 | 2043 | 0 | 4.275
26 | 2044 | 0 | 0 | 0.657 | 0 | 0 | 1.7515 | 0 | 0 | 1.7515 | 0 | 0 | 0 | 0 | 0 | 1.7515 | -35.0122 | 0 | 9000 | 9000 | 2540.2407 | 22.8622 | 395.5603 | 21.1107 | 0 | 2032 | 1661.7198 | 2032 | 3.6% | 1661.7198 | 1305.637 | 2044 | 0 | 2044 | 0 | 0 | 0 | 0 | 0 | 0 | 0 | 0 | 0 | 2044 | 0 | 2044 | 0 | 4.275
27 | 2045 | 0 | 0 | 0.657 | 0 | 0 | 1.8215 | 0 | 0 | 1.8215 | 0 | 0 | 0 | 0 | 0 | 1.8215 | -33.1907 | 0 | 9000 | 9000 | 2631.6893 | 23.6852 | 419.2455 | 21.8637 | 0 | 2033 | 1721.5417 | 2033 | 3.6% | 1721.5417 | 1352.6399 | 2045 | 0 | 2045 | 0 | 0 | 0 | 0 | 0 | 0 | 0 | 0 | 0 | 2045 | 0 | 2045 | 0 | 0
28 | 2046 | 0 | 0 | 0.657 | 0 | 0 | 1.8944 | 0 | 0 | 1.8944 | 0 | 0 | 0 | 0 | 0 | 1.8944 | -31.2963 | 0 | 9000 | 9000 | 2726.4302 | 24.5379 | 443.7834 | 22.6435 | 0 | 2034 | 1783.5172 | 2034 | 3.6% | 1783.5172 | 1401.335 | 2046 | 0 | 2046 | 0 | 0 | 0 | 0 | 0 | 0 | 0 | 0 | 0 | 2046 | 0 | 2046 | 0 | 0
29 | 2047 | 0 | 0 | 0.657 | 0 | 0 | 1.9701 | 0 | 0 | 1.9701 | 0 | 0 | 0 | 0 | 0 | 1.9701 | -29.3261 | 0 | 9000 | 9000 | 2824.5816 | 25.4212 | 469.2046 | 23.4511 | 0 | 2035 | 1847.7239 | 2035 | 3.6% | 1847.7239 | 1451.783 | 2047 | 0 | 2047 | 0 | 0 | 0 | 0 | 0 | 0 | 0 | 0 | 0 | 2047 | 0 | 2047 | 0 | 0
30 | 2048 | 0 | 0 | 0.657 | 0 | 0 | 2.049 | 0 | 0 | 2.049 | 0 | 0 | 0 | 0 | 0 | 2.049 | -27.2772 | 0 | 9000 | 9000 | 2926.2666 | 26.3364 | 495.541 | 24.2874 | 0 | 2036 | 1914.2419 | 2036 | 3.6% | 1914.2419 | 1504.0472 | 2048 | 0 | 2048 | 0 | 0 | 0 | 0 | 0 | 0 | 0 | 0 | 0 | 2048 | 0 | 2048 | 0 | 0
31 | 2049 | 0 | 0 | 0.657 | 0 | 0 | 2.1309 | 0 | 0 | 2.1309 | 0 | 0 | 0 | 0 | 0 | 2.1309 | -25.1463 | 0 | 9000 | 9000 | 3031.6122 | 27.2845 | 522.8256 | 25.1536 | 0 | 2037 | 1983.1546 | 2037 | 3.6% | 1983.1546 | 1558.1929 | 2049 | 0 | 2049 | 0 | 0 | 0 | 0 | 0 | 0 | 0 | 0 | 0 | 2049 | 0 | 2049 | 0 | 0
32 | 2050 | 0 | 0 | 0.657 | 0 | 0 | 2.2161 | 0 | 0 | 2.2161 | 0 | 0 | 0 | 0 | 0 | 2.2161 | -22.9301 | 0 | 9000 | 9000 | 3140.7502 | 28.2668 | 551.0923 | 26.0506 | 0 | 2038 | 2054.5482 | 2038 | 3.6% | 2054.5482 | 1614.2879 | 2050 | 0 | 2050 | 0 | 0 | 0 | 0 | 0 | 0 | 0 | 0 | 0 | 2050 | 0 | 2050 | 0 | 0
33 | 2051 | 0 | 0 | 0.657 | 0 | 0 | 2.3048 | 0 | 0 | 2.3048 | 0 | 0 | 0 | 0 | 0 | 2.3048 | -20.6253 | 0 | 9000 | 9000 | 3253.8172 | 29.2844 | 580.3767 | 26.9796 | 0 | 2039 | 2128.5119 | 2039 | 3.6% | 2128.5119 | 1672.4022 | 2051 | 0 | 2051 | 0 | 0 | 0 | 0 | 0 | 0 | 0 | 0 | 0 | 2051 | 0 | 2051 | 0 | 0
34 | 2052 | 0 | 0 | 0.657 | 0 | 0 | 2.397 | 0 | 0 | 2.397 | 0 | 0 | 0 | 0 | 0 | 2.397 | -18.2284 | 0 | 9000 | 9000 | 3370.9546 | 30.3386 | 610.7153 | 27.9416 | 0 | 2040 | 2205.1384 | 2040 | 3.6% | 2205.1384 | 1732.6087 | 2052 | 0 | 2052 | 0 | 0 | 0 | 0 | 0 | 0 | 0 | 0 | 0 | 2052 | 0 | 2052 | 0 | 0
35 | 2053 | 0 | 0 | 0.657 | 0 | 0 | 2.4929 | 0 | 0 | 2.4929 | 0 | 0 | 0 | 0 | 0 | 2.4929 | -15.7355 | 0 | 9000 | 9000 | 3492.309 | 31.4308 | 642.146 | 28.9379 | 0 | 2041 | 2284.5233 | 2041 | 3.6% | 2284.5233 | 1794.9826 | 2053 | 0 | 2053 | 0 | 0 | 0 | 0 | 0 | 0 | 0 | 0 | 0 | 2053 | 0 | 2053 | 0 | 0
36 | 2054 | 0 | 0 | 0.657 | 0 | 0 | 2.5926 | 0 | 0 | 2.5926 | 0 | 0 | 0 | 0 | 0 | 2.5926 | -13.1429 | 0 | 9000 | 9000 | 3618.0321 | 32.5623 | 674.7083 | 29.9697 | 0 | 2042 | 2366.7662 | 2042 | 3.6% | 2366.7662 | 1859.602 | 2054 | 0 | 2054 | 0 | 0 | 0 | 0 | 0 | 0 | 0 | 0 | 0 | 2054 | 0 | 2054 | 0 | 0
37 | 2055 | 0 | 0 | 0.657 | 0 | 0 | 2.6963 | 0 | 0 | 2.6963 | 0 | 0 | 0 | 0 | 0 | 2.6963 | -10.4466 | 0 | 9000 | 9000 | 3748.2813 | 33.7345 | 708.4429 | 31.0382 | 0 | 2043 | 2451.9698 | 2043 | 3.6% | 2451.9698 | 1926.5477 | 2055 | 0 | 2055 | 0 | 0 | 0 | 0 | 0 | 0 | 0 | 0 | 0 | 2055 | 0 | 2055 | 0 | 0
38 | 2056 | 0 | 0 | 0.657 | 0 | 0 | 2.8041 | 0 | 0 | 2.8041 | 0 | 0 | 0 | 0 | 0 | 2.8041 | -7.6425 | 0 | 9000 | 9000 | 3883.2194 | 34.949 | 743.3918 | 32.1448 | 0 | 2044 | 2540.2407 | 2044 | 3.6% | 2540.2407 | 1995.9034 | 2056 | 0 | 2056 | 0 | 0 | 0 | 0 | 0 | 0 | 0 | 0 | 0 | 2056 | 0 | 2056 | 0 | 0
39 | 2057 | 0 | 0 | 0.657 | 0 | 0 | 2.9163 | 0 | 0 | 2.9163 | 0 | 0 | 0 | 0 | 0 | 2.9163 | -4.7262 | 0 | 9000 | 9000 | 4023.0153 | 36.2071 | 779.599 | 33.2908 | 0 | 2045 | 2631.6893 | 2045 | 3.6% | 2631.6893 | 2067.7559 | 2057 | 0 | 2057 | 0 | 0 | 0 | 0 | 0 | 0 | 0 | 0 | 0 | 2057 | 0 | 2057 | 0 | 0
40 | 2058 | 0 | 0 | 0.657 | 0 | 0 | 3.033 | 0 | 0 | 3.033 | 0 | 0 | 0 | 0 | 0 | 3.033 | -1.6932 | 0 | 9000 | 9000 | 4167.8439 | 37.5106 | 817.1096 | 34.4776 | 0 | 2046 | 2726.4302 | 2046 | 3.6% | 2726.4302 | 2142.1951 | 2058 | 0 | 2058 | 0 | 0 | 0 | 0 | 0 | 0 | 0 | 0 | 0 | 2058 | 0 | 2058 | 0 | 0
41 | 2059 | 0 | 0 | 0.657 | 0 | 0 | 3.1543 | 0 | 0 | 3.1543 | 0 | 0 | 0 | 0 | 0 | 3.1543 | 1.461 | 0 | 9000 | 9000 | 4317.8863 | 38.861 | 855.9705 | 35.7067 | 0 | 2047 | 2824.5816 | 2047 | 3.6% | 2824.5816 | 2219.3141 | 2059 | 0 | 2059 | 0 | 0 | 0 | 0 | 0 | 0 | 0 | 0 | 0 | 2059 | 0 | 2059 | 0 | 0
42 | 2060 | 0 | 0 | 0.657 | 0 | 0 | 3.2804 | 0 | 0 | 3.2804 | 0 | 0 | 0 | 0 | 0 | 3.2804 | 4.7415 | 0 | 9000 | 9000 | 4473.3302 | 40.26 | 896.2305 | 36.9795 | 0 | 2048 | 2926.2666 | 2048 | 3.6% | 2926.2666 | 2299.2095 | 2060 | 0 | 2060 | 0 | 0 | 0 | 0 | 0 | 0 | 0 | 0 | 0 | 2060 | 0 | 2060 | 0 | 0
43 | 2061 | 0 | 0 | 0.657 | 0 | 0 | 3.4117 | 0 | 0 | 3.4117 | 0 | 0 | 0 | 0 | 0 | 3.4117 | 8.1531 | 0 | 9000 | 9000 | 4634.37 | 41.7093 | 937.9398 | 38.2977 | 0 | 2049 | 3031.6122 | 2049 | 3.6% | 3031.6122 | 2381.981 | 2061 | 0 | 2061 | 0 | 0 | 0 | 0 | 0 | 0 | 0 | 0 | 0 | 2061 | 0 | 2061 | 0 | 0
44 | 2062 | 0 | 0 | 0.657 | 0 | 0 | 3.5481 | 0 | 0 | 3.5481 | 0 | 0 | 0 | 0 | 0 | 3.5481 | 11.7013 | 0 | 9000 | 9000 | 4801.2074 | 43.2109 | 981.1507 | 39.6627 | 0 | 2050 | 3140.7502 | 2050 | 3.6% | 3140.7502 | 2467.7323 | 2062 | 0 | 2062 | 0 | 0 | 0 | 0 | 0 | 0 | 0 | 0 | 0 | 2062 | 0 | 2062 | 0 | 0
45 | 2063 | 0 | 0 | 0.657 | 0 | 0 | 3.6901 | 0 | 0 | 3.6901 | 0 | 0 | 0 | 0 | 0 | 3.6901 | 15.3913 | 0 | 9000 | 9000 | 4974.0508 | 44.7665 | 1025.9172 | 41.0764 | 0 | 2051 | 3253.8172 | 2051 | 3.6% | 3253.8172 | 2556.5707 | 2063 | 0 | 2063 | 0 | 0 | 0 | 0 | 0 | 0 | 0 | 0 | 0 | 2063 | 0 | 2063 | 0 | 0
46 | 2064 | 0 | 0 | 0.657 | 0 | 0 | 3.8377 | 0 | 0 | 3.8377 | 0 | 0 | 0 | 0 | 0 | 3.8377 | 19.229 | 0 | 9000 | 9000 | 5153.1167 | 46.378 | 1072.2952 | 42.5404 | 0 | 2052 | 3370.9546 | 2052 | 3.6% | 3370.9546 | 2648.6072 | 2064 | 0 | 2064 | 0 | 0 | 0 | 0 | 0 | 0 | 0 | 0 | 0 | 2064 | 0 | 2064 | 0 | 0
47 | 2065 | 0 | 0 | 0.657 | 0 | 0 | 3.9912 | 0 | 0 | 3.9912 | 0 | 0 | 0 | 0 | 0 | 3.9912 | 23.2201 | 0 | 9000 | 9000 | 5338.6289 | 48.0477 | 1120.3429 | 44.0565 | 0 | 2053 | 3492.309 | 2053 | 3.6% | 3492.309 | 2743.9571 | 2065 | 0 | 2065 | 0 | 0 | 0 | 0 | 0 | 0 | 0 | 0 | 0 | 2065 | 0 | 2065 | 0 | 0
48 | 2066 | 0 | 0 | 0.657 | 0 | 0 | 4.1508 | 0 | 0 | 4.1508 | 0 | 0 | 0 | 0 | 0 | 4.1508 | 27.3709 | 0 | 9000 | 9000 | 5530.8195 | 49.7774 | 1170.1202 | 45.6266 | 0 | 2054 | 3618.0321 | 2054 | 3.6% | 3618.0321 | 2842.7395 | 2066 | 0 | 2066 | 0 | 0 | 0 | 0 | 0 | 0 | 0 | 0 | 0 | 2066 | 0 | 2066 | 0 | 0
49 | 2067 | 0 | 0 | 0.657 | 0 | 0 | 4.3168 | 0 | 0 | 4.3168 | 0 | 0 | 0 | 0 | 0 | 4.3168 | 31.6878 | 0 | 9000 | 9000 | 5729.929 | 51.5694 | 1221.6896 | 47.2525 | 0 | 2055 | 3748.2813 | 2055 | 3.6% | 3748.2813 | 2945.0782 | 2067 | 0 | 2067 | 0 | 0 | 0 | 0 | 0 | 0 | 0 | 0 | 0 | 2067 | 0 | 2067 | 0 | 0
50 | 2068 | 0 | 0 | 0.657 | 0 | 0 | 4.4895 | 0 | 0 | 4.4895 | 0 | 0 | 0 | 0 | 0 | 4.4895 | 36.1773 | 0 | 9000 | 9000 | 5936.2064 | 53.4259 | 1275.1155 | 48.9363 | 0 | 2056 | 3883.2194 | 2056 | 3.6% | 3883.2194 | 3051.101 | 2068 | 0 | 2068 | 0 | 0 | 0 | 0 | 0 | 0 | 0 | 0 | 0 | 2068 | 0 | 2068 | 0 | 0
51 | 2069 | 0 | 0 | 0.657 | 0 | 0 | 4.6691 | 0 | 0 | 4.6691 | 0 | 0 | 0 | 0 | 0 | 4.6691 | 40.8464 | 0 | 9000 | 9000 | 6149.9099 | 55.3492 | 1330.4647 | 50.6801 | 0 | 2057 | 4023.0153 | 2057 | 3.6% | 4023.0153 | 3160.9406 | 2069 | 0 | 2069 | 0 | 0 | 0 | 0 | 0 | 0 | 0 | 0 | 0 | 2069 | 0 | 2069 | 0 | 0
52 | 2070 | 0 | 0 | 0.657 | 0 | 0 | 4.8559 | 0 | 0 | 4.8559 | 0 | 0 | 0 | 0 | 0 | 4.8559 | 45.7022 | 0 | 9000 | 9000 | 6371.3066 | 57.3418 | 1387.8064 | 52.4859 | 0 | 2058 | 4167.8439 | 2058 | 3.6% | 4167.8439 | 3274.7345 | 2070 | 0 | 2070 | 0 | 0 | 0 | 0 | 0 | 0 | 0 | 0 | 0 | 2070 | 0 | 2070 | 0 | 0
53 | 2071 | 0 | 0 | 0.657 | 0 | 0 | 5.0501 | 0 | 0 | 5.0501 | 0 | 0 | 0 | 0 | 0 | 5.0501 | 50.7523 | 0 | 9000 | 9000 | 6600.6737 | 59.4061 | 1447.2125 | 54.356 | 0 | 2059 | 4317.8863 | 2059 | 3.6% | 4317.8863 | 3392.6249 | 2071 | 0 | 2071 | 0 | 0 | 0 | 0 | 0 | 0 | 0 | 0 | 0 | 2071 | 0 | 2071 | 0 | 0
54 | 2072 | 0 | 0 | 0.657 | 0 | 0 | 5.2521 | 0 | 0 | 5.2521 | 0 | 0 | 0 | 0 | 0 | 5.2521 | 56.0044 | 0 | 9000 | 9000 | 6838.2979 | 61.5447 | 1508.7572 | 56.2926 | 0 | 2060 | 4473.3302 | 2060 | 3.6% | 4473.3302 | 3514.7594 | 2072 | 0 | 2072 | 0 | 0 | 0 | 0 | 0 | 0 | 0 | 0 | 0 | 2072 | 0 | 2072 | 0 | 0
55 | 2073 | 0 | 0 | 0.657 | 0 | 0 | 5.4622 | 0 | 0 | 5.4622 | 0 | 0 | 0 | 0 | 0 | 5.4622 | 61.4666 | 0 | 9000 | 9000 | 7084.4766 | 63.7603 | 1572.5175 | 58.2981 | 0 | 2061 | 4634.37 | 2061 | 3.6% | 4634.37 | 3641.2907 | 2073 | 0 | 2073 | 0 | 0 | 0 | 0 | 0 | 0 | 0 | 0 | 0 | 2073 | 0 | 2073 | 0 | 0
56 | 2074 | 0 | 0 | 0.657 | 0 | 0 | 5.6807 | 0 | 0 | 5.6807 | 0 | 0 | 0 | 0 | 0 | 5.6807 | 67.1472 | 0 | 9000 | 9000 | 7339.5178 | 66.0557 | 1638.5731 | 60.375 | 0 | 2062 | 4801.2074 | 2062 | 3.6% | 4801.2074 | 3772.3772 | 2074 | 0 | 2074 | 0 | 0 | 0 | 0 | 0 | 0 | 0 | 0 | 0 | 2074 | 0 | 2074 | 0 | 0
57 | 2075 | 0 | 0 | 0.657 | 0 | 0 | 5.9079 | 0 | 0 | 5.9079 | 0 | 0 | 0 | 0 | 0 | 5.9079 | 73.0551 | 0 | 9000 | 9000 | 7603.7404 | 68.4337 | 1707.0068 | 62.5258 | 0 | 2063 | 4974.0508 | 2063 | 3.6% | 4974.0508 | 3908.1828 | 2075 | 0 | 2075 | 0 | 0 | 0 | 0 | 0 | 0 | 0 | 0 | 0 | 2075 | 0 | 2075 | 0 | 0
58 | 2076 | 0 | 0 | 0.657 | 0 | 0 | 6.1442 | 0 | 0 | 6.1442 | 0 | 0 | 0 | 0 | 0 | 6.1442 | 79.1993 | 0 | 9000 | 9000 | 7877.4751 | 70.8973 | 1777.9041 | 64.7531 | 0 | 2064 | 5153.1167 | 2064 | 3.6% | 5153.1167 | 4048.8774 | 2076 | 0 | 2076 | 0 | 0 | 0 | 0 | 0 | 0 | 0 | 0 | 0 | 2076 | 0 | 2076 | 0 | 0
59 | 2077 | 0 | 0 | 0.657 | 0 | 0 | 6.39 | 0 | 0 | 6.39 | 0 | 0 | 0 | 0 | 0 | 6.39 | 85.5893 | 0 | 9000 | 9000 | 8161.0642 | 73.4496 | 1851.3536 | 67.0596 | 0 | 2065 | 5338.6289 | 2065 | 3.6% | 5338.6289 | 4194.637 | 2077 | 0 | 2077 | 0 | 0 | 0 | 0 | 0 | 0 | 0 | 0 | 0 | 2077 | 0 | 2077 | 0 | 0
60 | 2078 | 0 | 0 | 0.657 | 0 | 0 | 6.6456 | 0 | 0 | 6.6456 | 0 | 0 | 0 | 0 | 0 | 6.6456 | 92.2349 | 0 | 9000 | 9000 | 8454.8625 | 76.0938 | 1927.4474 | 69.4482 | 0 | 2066 | 5530.8195 | 2066 | 3.6% | 5530.8195 | 4345.6439 | 2078 | 0 | 2078 | 0 | 0 | 0 | 0 | 0 | 0 | 0 | 0 | 0 | 2078 | 0 | 2078 | 0 | 0
61 | 2079 | 0 | 0 | 0.657 | 0 | 0 | 6.9114 | 0 | 0 | 6.9114 | 0 | 0 | 0 | 0 | 0 | 6.9114 | 99.1463 | 0 | 9000 | 9000 | 8759.2376 | 78.8331 | 2006.2805 | 71.9217 | 0 | 2067 | 5729.929 | 2067 | 3.6% | 5729.929 | 4502.0871 | 2079 | 0 | 2079 | 0 | 0 | 0 | 0 | 0 | 0 | 0 | 0 | 0 | 2079 | 0 | 2079 | 0 | 0
62 | 2080 | 0 | 0 | 0.657 | 0 | 0 | 7.1879 | 0 | 0 | 7.1879 | 0 | 0 | 0 | 0 | 0 | 7.1879 | 106.3341 | 0 | 9000 | 9000 | 9074.5701 | 81.6711 | 2087.9517 | 74.4833 | 0 | 2068 | 5936.2064 | 2068 | 3.6% | 5936.2064 | 4664.1622 | 2080 | 0 | 2080 | 0 | 0 | 0 | 0 | 0 | 0 | 0 | 0 | 0 | 2080 | 0 | 2080 | 0 | 0
63 | 2081 | 0 | 0 | 0.657 | 0 | 0 | 7.4754 | 0 | 0 | 7.4754 | 0 | 0 | 0 | 0 | 0 | 7.4754 | 113.8095 | 0 | 9000 | 9000 | 9401.2546 | 84.6113 | 2172.563 | 77.1359 | 0 | 2069 | 6149.9099 | 2069 | 3.6% | 6149.9099 | 4832.072 | 2081 | 0 | 2081 | 0 | 0 | 0 | 0 | 0 | 0 | 0 | 0 | 0 | 2081 | 0 | 2081 | 0 | 0
64 | 2082 | 0 | 0 | 0.657 | 0 | 0 | 7.7744 | 0 | 0 | 7.7744 | 0 | 0 | 0 | 0 | 0 | 7.7744 | 121.5839 | 0 | 9000 | 9000 | 9739.6998 | 87.6573 | 2260.2203 | 79.8829 | 0 | 2070 | 6371.3066 | 2070 | 3.6% | 6371.3066 | 5006.0266 | 2082 | 0 | 2082 | 0 | 0 | 0 | 0 | 0 | 0 | 0 | 0 | 0 | 2082 | 0 | 2082 | 0 | 0
65 | 2083 | 0 | 0 | 0.657 | 0 | 0 | 8.0854 | 0 | 0 | 8.0854 | 0 | 0 | 0 | 0 | 0 | 8.0854 | 129.6692 | 0 | 9000 | 9000 | 10090.329 | 90.813 | 2351.0332 | 82.7276 | 0 | 2071 | 6600.6737 | 2071 | 3.6% | 6600.6737 | 5186.2436 | 2083 | 0 | 2083 | 0 | 0 | 0 | 0 | 0 | 0 | 0 | 0 | 0 | 2083 | 0 | 2083 | 0 | 0
66 | 2084 | 0 | 0 | 0.657 | 0 | 0 | 8.4088 | 0 | 0 | 8.4088 | 0 | 0 | 0 | 0 | 0 | 8.4088 | 138.078 | 0 | 9000 | 9000 | 10453.5808 | 94.0822 | 2445.1154 | 85.6735 | 0 | 2072 | 6838.2979 | 2072 | 3.6% | 6838.2979 | 5372.9484 | 2084 | 0 | 2084 | 0 | 0 | 0 | 0 | 0 | 0 | 0 | 0 | 0 | 2084 | 0 | 2084 | 0 | 0
67 | 2085 | 0 | 0 | 0.657 | 0 | 0 | 8.7451 | 0 | 0 | 8.7451 | 0 | 0 | 0 | 0 | 0 | 8.7451 | 146.8231 | 0 | 9000 | 9000 | 10829.9098 | 97.4692 | 2542.5846 | 88.7241 | 0 | 2073 | 7084.4766 | 2073 | 3.6% | 7084.4766 | 5566.3745 | 2085 | 0 | 2085 | 0 | 0 | 0 | 0 | 0 | 0 | 0 | 0 | 0 | 2085 | 0 | 2085 | 0 | 0
68 | 2086 | 0 | 0 | 0.657 | 0 | 0 | 9.0949 | 0 | 0 | 9.0949 | 0 | 0 | 0 | 0 | 0 | 9.0949 | 155.918 | 0 | 9000 | 9000 | 11219.7865 | 100.9781 | 2643.5627 | 91.8832 | 0 | 2074 | 7339.5178 | 2074 | 3.6% | 7339.5178 | 5766.764 | 2086 | 0 | 2086 | 0 | 0 | 0 | 0 | 0 | 0 | 0 | 0 | 0 | 2086 | 0 | 2086 | 0 | 0
69 | 2087 | 0 | 0 | 0.657 | 0 | 0 | 9.4587 | 0 | 0 | 9.4587 | 0 | 0 | 0 | 0 | 0 | 9.4587 | 165.3768 | 0 | 9000 | 9000 | 11623.6988 | 104.6133 | 2748.176 | 95.1546 | 0 | 2075 | 7603.7404 | 2075 | 3.6% | 7603.7404 | 5974.3675 | 2087 | 0 | 2087 | 0 | 0 | 0 | 0 | 0 | 0 | 0 | 0 | 0 | 2087 | 0 | 2087 | 0 | 0
70 | 2088 | 0 | 0 | 0.657 | 0 | 0 | 9.8371 | 0 | 0 | 9.8371 | 0 | 0 | 0 | 0 | 0 | 9.8371 | 175.2138 | 0 | 9000 | 9000 | 12042.152 | 108.3794 | 2856.5554 | 98.5423 | 0 | 2076 | 7877.4751 | 2076 | 3.6% | 7877.4751 | 6189.4447 | 2088 | 0 | 2088 | 0 | 0 | 0 | 0 | 0 | 0 | 0 | 0 | 0 | 2088 | 0 | 2088 | 0 | 0
71 | 2089 | 0 | 0 | 0.657 | 0 | 0 | 10.2306 | 0 | 0 | 10.2306 | 0 | 0 | 0 | 0 | 0 | 10.2306 | 185.4444 | 0 | 9000 | 9000 | 12475.6695 | 112.281 | 2968.8364 | 102.0505 | 0 | 2077 | 8161.0642 | 2077 | 3.6% | 8161.0642 | 6412.2647 | 2089 | 0 | 2089 | 0 | 0 | 0 | 0 | 0 | 0 | 0 | 0 | 0 | 2089 | 0 | 2089 | 0 | 0
72 | 2090 | 0 | 0 | 0.657 | 0 | 0 | 10.6398 | 0 | 0 | 10.6398 | 0 | 0 | 0 | 0 | 0 | 10.6398 | 196.0842 | 0 | 9000 | 9000 | 12924.7936 | 116.3231 | 3085.1595 | 105.6834 | 0 | 2078 | 8454.8625 | 2078 | 3.6% | 8454.8625 | 6643.1063 | 2090 | 0 | 2090 | 0 | 0 | 0 | 0 | 0 | 0 | 0 | 0 | 0 | 2090 | 0 | 2090 | 0 | 0
73 | 2091 | 0 | 0 | 0.657 | 0 | 0 | 11.0654 | 0 | 0 | 11.0654 | 0 | 0 | 0 | 0 | 0 | 11.0654 | 207.1495 | 0 | 9000 | 9000 | 13390.0861 | 120.5108 | 3205.6703 | 109.4454 | 0 | 2079 | 8759.2376 | 2079 | 3.6% | 8759.2376 | 6882.2581 | 2091 | 0 | 2091 | 0 | 0 | 0 | 0 | 0 | 0 | 0 | 0 | 0 | 2091 | 0 | 2091 | 0 | 0
74 | 2092 | 0 | 0 | 0.657 | 0 | 0 | 11.508 | 0 | 0 | 11.508 | 0 | 0 | 0 | 0 | 0 | 11.508 | 218.6575 | 0 | 9000 | 9000 | 13872.1292 | 124.8492 | 3330.5195 | 113.3412 | 0 | 2080 | 9074.5701 | 2080 | 3.6% | 9074.5701 | 7130.0194 | 2092 | 0 | 2092 | 0 | 0 | 0 | 0 | 0 | 0 | 0 | 0 | 0 | 2092 | 0 | 2092 | 0 | 0
75 | 2093 | 0 | 0 | 0.657 | 0 | 0 | 11.9683 | 0 | 0 | 11.9683 | 0 | 0 | 0 | 0 | 0 | 11.9683 | 230.6258 | 0 | 9000 | 9000 | 14371.5259 | 129.3437 | 3459.8632 | 117.3754 | 0 | 2081 | 9401.2546 | 2081 | 3.6% | 9401.2546 | 7386.7001 | 2093 | 0 | 2093 | 0 | 0 | 0 | 0 | 0 | 0 | 0 | 0 | 0 | 2093 | 0 | 2093 | 0 | 0
76 | 2094 | 0 | 0 | 0.657 | 0 | 0 | 12.447 | 0 | 0 | 12.447 | 0 | 0 | 0 | 0 | 0 | 12.447 | 243.0728 | 0 | 9000 | 9000 | 14888.9008 | 134.0001 | 3593.8633 | 121.5531 | 0 | 2082 | 9739.6998 | 2082 | 3.6% | 9739.6998 | 7652.6213 | 2094 | 0 | 2094 | 0 | 0 | 0 | 0 | 0 | 0 | 0 | 0 | 0 | 2094 | 0 | 2094 | 0 | 0
77 | 2095 | 0 | 0 | 0.657 | 0 | 0 | 12.9449 | 0 | 0 | 12.9449 | 0 | 0 | 0 | 0 | 0 | 12.9449 | 256.0178 | 0 | 9000 | 9000 | 15424.9012 | 138.8241 | 3732.6874 | 125.8792 | 0 | 2083 | 10090.329 | 2083 | 3.6% | 10090.329 | 7928.1156 | 2095 | 0 | 2095 | 0 | 0 | 0 | 0 | 0 | 0 | 0 | 0 | 0 | 2095 | 0 | 2095 | 0 | 0
78 | 2096 | 0 | 0 | 0.657 | 0 | 0 | 13.4627 | 0 | 0 | 13.4627 | 0 | 0 | 0 | 0 | 0 | 13.4627 | 269.4805 | 0 | 9000 | 9000 | 15980.1977 | 143.8218 | 3876.5092 | 130.3591 | 0 | 2084 | 10453.5808 | 2084 | 3.6% | 10453.5808 | 8213.5278 | 2096 | 0 | 2096 | 0 | 0 | 0 | 0 | 0 | 0 | 0 | 0 | 0 | 2096 | 0 | 2096 | 0 | 0
79 | 2097 | 0 | 0 | 0.657 | 0 | 0 | 14.0012 | 0 | 0 | 14.0012 | 0 | 0 | 0 | 0 | 0 | 14.0012 | 283.4817 | 0 | 9000 | 9000 | 16555.4848 | 148.9994 | 4025.5086 | 134.9981 | 0 | 2085 | 10829.9098 | 2085 | 3.6% | 10829.9098 | 8509.2148 | 2097 | 0 | 2097 | 0 | 0 | 0 | 0 | 0 | 0 | 0 | 0 | 0 | 2097 | 0 | 2097 | 0 | 0
80 | 2098 | 0 | 0 | 0.657 | 0 | 0 | 14.5613 | 0 | 0 | 14.5613 | 0 | 0 | 0 | 0 | 0 | 14.5613 | 298.0429 | 0 | 9000 | 9000 | 17151.4822 | 154.3633 | 4179.8719 | 139.8021 | 0 | 2086 | 11219.7865 | 2086 | 3.6% | 11219.7865 | 8815.5465 | 2098 | 0 | 2098 | 0 | 0 | 0 | 0 | 0 | 0 | 0 | 0 | 0 | 2098 | 0 | 2098 | 0 | 0
81 | 2099 | 0 | 0 | 0.657 | 0 | 0 | 15.1437 | 0 | 0 | 15.1437 | 0 | 0 | 0 | 0 | 0 | 15.1437 | 313.1867 | 0 | 9000 | 9000 | 17768.9356 | 159.9204 | 4339.7923 | 144.7767 | 0 | 2087 | 11623.6988 | 2087 | 3.6% | 11623.6988 | 9132.9062 | 2099 | 0 | 2099 | 0 | 0 | 0 | 0 | 0 | 0 | 0 | 0 | 0 | 2099 | 0 | 2099 | 0 | 0
82 | 2100 | 0 | 0 | 0.657 | 0 | 0 | 15.7495 | 0 | 0 | 15.7495 | 0 | 0 | 0 | 0 | 0 | 15.7495 | 328.9361 | 0 | 9000 | 9000 | 18408.6173 | 165.6776 | 4505.4699 | 149.9281 | 0 | 2088 | 12042.152 | 2088 | 3.6% | 12042.152 | 9461.6908 | 2100 | 0 | 2100 | 0 | 0 | 0 | 0 | 0 | 0 | 0 | 0 | 0 | 2100 | 0 | 2100 | 0 | 0
83 | 2101 | 0 | 0 | 0.657 | 0 | 0 | 16.3794 | 0 | 0 | 16.3794 | 0 | 0 | 0 | 0 | 0 | 16.3794 | 345.3156 | 0 | 9000 | 9000 | 19071.3275 | 171.6419 | 4677.1118 | 155.2625 | 0 | 2089 | 12475.6695 | 2089 | 3.6% | 12475.6695 | 9802.3117 | 2101 | 0 | 2101 | 0 | 0 | 0 | 0 | 0 | 0 | 0 | 0 | 0 | 2101 | 0 | 2101 | 0 | 0
84 | 2102 | 0 | 0 | 0.657 | 0 | 0 | 17.0346 | 0 | 0 | 17.0346 | 0 | 0 | 0 | 0 | 0 | 17.0346 | 362.3502 | 0 | 9000 | 9000 | 19757.8953 | 177.8211 | 4854.9329 | 160.7864 | 0 | 2090 | 12924.7936 | 2090 | 3.6% | 12924.7936 | 10155.1949 | 2102 | 0 | 2102 | 0 | 0 | 0 | 0 | 0 | 0 | 0 | 0 | 0 | 2102 | 0 | 2102 | 0 | 0
85 | 2103 | 0 | 0 | 0.657 | 0 | 0 | 17.716 | 0 | 0 | 17.716 | 0 | 0 | 0 | 0 | 0 | 17.716 | 380.0662 | 0 | 9000 | 9000 | 20469.1795 | 184.2226 | 5039.1555 | 166.5066 | 0 | 2091 | 13390.0861 | 2091 | 3.6% | 13390.0861 | 10520.782 | 2103 | 0 | 2103 | 0 | 0 | 0 | 0 | 0 | 0 | 0 | 0 | 0 | 2103 | 0 | 2103 | 0 | 0
86 | 2104 | 0 | 0 | 0.657 | 0 | 0 | 18.4246 | 0 | 0 | 18.4246 | 0 | 0 | 0 | 0 | 0 | 18.4246 | 398.4909 | 0 | 9000 | 9000 | 21206.07 | 190.8546 | 5230.0101 | 172.43 | 0 | 2092 | 13872.1292 | 2092 | 3.6% | 13872.1292 | 10899.5301 | 2104 | 0 | 2104 | 0 | 0 | 0 | 0 | 0 | 0 | 0 | 0 | 0 | 2104 | 0 | 2104 | 0 | 0
[15 empty] | Total NPV | 8.9709 |  |  |  |  | Total NPV | 692.5633 | IRR | 0% | 2019 | 2093 | 14371.5259 | 2093 | 3.6% | 14371.5259 | 11291.9132
1 - If LRP Subsidies are applicable, an Increase in supplies occuring after 2125 will require a modification to the current analysis. | [25 empty] | 2094 | 14888.9008 | 2094 | 3.6% | 14888.9008 | 11698.4221
[26 empty] | 2095 | 15424.9012 | 2095 | 3.6% | 15424.9012 | 12119.5653
[26 empty] | 2096 | 15980.1977 | 2096 | 3.6% | 15980.1977 | 12555.8696
[26 empty] | 2097 | 16555.4848 | 2097 | 3.6% | 16555.4848 | 13007.8809
[26 empty] | 2098 | 17151.4822 | 2098 | 3.6% | 17151.4822 | 13476.1646
[26 empty] | 2099 | 17768.9356 | 2099 | 3.6% | 17768.9356 | 13961.3066
[26 empty] | 2100 | 18408.6173 | 2100 | 3.6% | 18408.6173 | 14463.9136
Note on F10: J. Almaraz: It is assumed that anything in $Year, or prior, are actual costs with no escalation required.
Note on L10: J. Almaraz: It is assumed that anything in $Year, or prior, will be treated as cash and not financed.
Note on AS10: J. Almaraz: Only Column with equivalent Borrowing term to Cell N4 is correct
Note on AL14: Jaime Almaraz: Rate Effective 1/2009 Rate Change on 9/1/2009 to 2010 Values
Note on AL20: Jaime Almaraz: Rates approved by the MWD board in April 2014 for 2015 and 2016.

## Step4
Projected Costs and Revenues for Master Project ending after Step 4
Scenario Assumptions
|  |  | Net Present Value (NPV) |  | Cost Escalation Rate |  |  | Financing |  |  | LRP Incentive |  |  | Avoided MWD Cost |  | Pumping Cost
| Year of Cost Projection | Project Starting Year | NPV Year | Discount Rate | Capital | O&M | Pumping | % of Capital Financed | Term (Years) | Borrowing Rate | Incentive Qualifying | Incentive ($/Acre-Ft) | Payment Option (Years) | MWD Tier 1 Water Rate | Long Term Rate Increase | Applicable ? | Pumping Cost ($/acre-ft) | Max GW Available (acre-ft/year) | Pumping Start Year
| 2019 | 2019 | 2019 | 0.04 | 0.022 | 0.03 | 0.04 | 0.65 | 30 | 0.05 | Yes | 475 | 15 | Treated | 0.036 | Yes | 73 | 9000 | 2018
CHANGE THESE VALUES ONLY ON 'NPV SUMMARY' SHEET
ONLY CHANGE WATER RATES IN 'Rates' SHEET. CHANGES WILL BE REFLECTED HERE.
Base
|  | Projected Annual Cost 2019 Dollar Year ($Million) |  |  | Projected Annual Cost Escalated Values ($Million) |  |  | Projected Annual Cost with Financing ($Million; NPV=$8.971) | [9 empty] | Avoided MWD Purchase ($Million; NPV=$692.563) | [5 empty] | LADWP Rate of Return |  | Rate Used in Analysis |  | MWD Water Rates |  |  |  | Financing Costs used in Analysis |  | Financing Costs (Note- only correct column is one with Cell J5 Borrowing Term) | [9 empty] | LRP Incentive used in Analysis |  | LRP Subsidy
No. | FYE | Capital | O&M | Pumping | Escalated Capital | Escalated O&M | Escalated Pumping | CASH Capital | CASH O&M | CASH Pumping | Financed Capital | Annual Payment | Financing Costs | Annual LRP Subsidy | Total LRP Subsidy | Total Cost | Cumulative Cost ($Million) | Water Demand (Acre-Ft) | Pumped Water (Acre-Ft) | 1Avoided Purchase (Acre-Ft) | MWD Water Rate ($/Acre-Ft) | Avoided Cost ($Million) | Cumulative Cost ($Million) | Net Cash Flow | Payback Year | Year | Tier 1 Treated ($/Acre-Ft) | Year | Rate Increase Projection | Tier 1 - Treated ($/Acre-Ft) | Tier 1 - Untreated ($/Acre-Ft) | Year | 30 Year Borrowing Term | Year | 5 Year Borrowing Term | 10 Year Borrowing Term | 15 Year Borrowing Term | 18 Year Borrowing Term | 20 Year Borrowing Term | 25 Year Borrowing Term | 30 Year Borrowing Term | 35 Year Borrowing Term | 40 Year Borrowing Term | Year | 15 Year Term | Year | 15 Year Term | 25 Year Term
0
1 | 2019 | 0 | 0 | 0.657 | 0 | 0 | 0.657 | 0 | 0 | 0.657 | 0 | 0 | 0 | 4.275 | 0 | 0.657 | 0.657 | 0 | 9000 | 9000 | 1053 | 9.477 | 9.477 | 8.82 | 2019 | 2007 | 478 | 2007 | - | 478 | 331 | 2019 | 0 | 2019 | 0 | 0 | 0 | 0 | 0 | 0 | 0 | 0 | 0 | 2019 | 0 | 2019 | 0 | 0
2 | 2020 | 0 | 0 | 0.657 | 0 | 0 | 0.68328 | 0 | 0 | 0.68328 | 0 | 0 | 0 | 0 | 4.275 | -3.5917 | -2.9347 | 0 | 9000 | 9000 | 1092 | 9.828 | 19.305 | 13.4197 | 0 | 2008 | 508 | 2008 | - | 508 | 351 | 2020 | 0 | 2020 | 0 | 0 | 0 | 0 | 0 | 0 | 0 | 0 | 0 | 2020 | 4.275 | 2020 | 4.275 | 4.275
3 | 2021 | 0 | 0 | 0.657 | 0 | 0 | 0.71061 | 0 | 0 | 0.71061 | 0 | 0 | 0 | 0 | 4.275 | -3.5644 | -6.4991 | 0 | 9000 | 9000 | 1123 | 10.107 | 29.412 | 13.6714 | 0 | 2009 | 579 | 2009 | - | 579 | 412 | 2021 | 0 | 2021 | 0 | 0 | 0 | 0 | 0 | 0 | 0 | 0 | 0 | 2021 | 4.275 | 2021 | 4.275 | 4.275
4 | 2022 | 0 | 0 | 0.657 | 0 | 0 | 0.73904 | 0 | 0 | 0.73904 | 0 | 0 | 0 | 0 | 4.275 | -3.536 | -10.0351 | 0 | 9000 | 9000 | 1164 | 10.476 | 39.888 | 14.012 | 0 | 2010 | 701 | 2010 | - | 701 | 484 | 2022 | 0 | 2022 | 0 | 0 | 0 | 0 | 0 | 0 | 0 | 0 | 0 | 2022 | 4.275 | 2022 | 4.275 | 4.275
5 | 2023 | 0 | 0 | 0.657 | 0 | 0 | 0.7686 | 0 | 0 | 0.7686 | 0 | 0 | 0 | 0 | 4.275 | -3.5064 | -13.5415 | 0 | 9000 | 9000 | 1205 | 10.845 | 50.733 | 14.3514 | 0 | 2011 | 744 | 2011 | - | 744 | 527 | 2023 | 0 | 2023 | 0 | 0 | 0 | 0 | 0 | 0 | 0 | 0 | 0 | 2023 | 4.275 | 2023 | 4.275 | 4.275
6 | 2024 | 0 | 0 | 0.657 | 0 | 0 | 0.79934 | 0 | 0 | 0.79934 | 0 | 0 | 0 | 0 | 4.275 | -3.4757 | -17.0171 | 0 | 9000 | 9000 | 1249 | 11.241 | 61.974 | 14.7167 | 0 | 2012 | 794 | 2012 | - | 794 | 560 | 2024 | 0 | 2024 | 0 | 0 | 0 | 0 | 0 | 0 | 0 | 0 | 0 | 2024 | 4.275 | 2024 | 4.275 | 4.275
7 | 2025 | 0 | 0 | 0.657 | 0 | 0 | 0.83131 | 0 | 0 | 0.83131 | 0 | 0 | 0 | 0 | 4.275 | -3.4437 | -20.4608 | 0 | 9000 | 9000 | 1296 | 11.664 | 73.638 | 15.1077 | 0 | 2013 | 847 | 2013 | - | 847 | 593 | 2025 | 0 | 2025 | 0 | 0 | 0 | 0 | 0 | 0 | 0 | 0 | 0 | 2025 | 4.275 | 2025 | 4.275 | 4.275
8 | 2026 | 0 | 0 | 0.657 | 0 | 0 | 0.86457 | 0 | 0 | 0.86457 | 0 | 0 | 0 | 0 | 4.275 | -3.4104 | -23.8713 | 0 | 9000 | 9000 | 1344 | 12.096 | 85.734 | 15.5064 | 0 | 2014 | 890 | 2014 | - | 890 | 593 | 2026 | 0 | 2026 | 0 | 0 | 0 | 0 | 0 | 0 | 0 | 0 | 0 | 2026 | 4.275 | 2026 | 4.275 | 4.275
9 | 2027 | 0 | 0 | 0.657 | 0 | 0 | 0.89915 | 0 | 0 | 0.89915 | 0 | 0 | 0 | 0 | 4.275 | -3.3759 | -27.2471 | 0 | 9000 | 9000 | 1392.384 | 12.5315 | 98.2655 | 15.9073 | 0 | 2015 | 923 | 2015 | - | 923 | 582 | 2027 | 0 | 2027 | 0 | 0 | 0 | 0 | 0 | 0 | 0 | 0 | 0 | 2027 | 4.275 | 2027 | 4.275 | 4.275
10 | 2028 | 0 | 0 | 0.657 | 0 | 0 | 0.93512 | 0 | 0 | 0.93512 | 0 | 0 | 0 | 0 | 4.275 | -3.3399 | -30.587 | 0 | 9000 | 9000 | 1442.5098 | 12.9826 | 111.248 | 16.3225 | 0 | 2016 | 942 | 2016 | - | 942 | 594 | 2028 | 0 | 2028 | 0 | 0 | 0 | 0 | 0 | 0 | 0 | 0 | 0 | 2028 | 4.275 | 2028 | 4.275 | 4.275
11 | 2029 | 0 | 0 | 0.657 | 0 | 0 | 0.97252 | 0 | 0 | 0.97252 | 0 | 0 | 0 | 0 | 4.275 | -3.3025 | -33.8895 | 0 | 9000 | 9000 | 1494.4402 | 13.45 | 124.698 | 16.7524 | 0 | 2017 | 979 | 2017 | 0 | 979 | 666 | 2029 | 0 | 2029 | 0 | 0 | 0 | 0 | 0 | 0 | 0 | 0 | 0 | 2029 | 4.275 | 2029 | 4.275 | 4.275
12 | 2030 | 0 | 0 | 0.657 | 0 | 0 | 1.0114 | 0 | 0 | 1.0114 | 0 | 0 | 0 | 0 | 4.275 | -3.2636 | -37.153 | 0 | 9000 | 9000 | 1548.24 | 13.9342 | 138.6322 | 17.1977 | 0 | 2018 | 1015 | 2018 | 0 | 1015 | 695 | 2030 | 0 | 2030 | 0 | 0 | 0 | 0 | 0 | 0 | 0 | 0 | 0 | 2030 | 4.275 | 2030 | 4.275 | 4.275
13 | 2031 | 0 | 0 | 0.657 | 0 | 0 | 1.0519 | 0 | 0 | 1.0519 | 0 | 0 | 0 | 0 | 4.275 | -3.2231 | -40.3762 | 0 | 9000 | 9000 | 1603.9767 | 14.4358 | 153.068 | 17.6589 | 0 | 2019 | 1053 | 2019 | 0 | 1053 | 738 | 2031 | 0 | 2031 | 0 | 0 | 0 | 0 | 0 | 0 | 0 | 0 | 0 | 2031 | 4.275 | 2031 | 4.275 | 4.275
14 | 2032 | 0 | 0 | 0.657 | 0 | 0 | 1.094 | 0 | 0 | 1.094 | 0 | 0 | 0 | 0 | 4.275 | -3.181 | -43.5572 | 0 | 9000 | 9000 | 1661.7198 | 14.9555 | 168.0234 | 18.1365 | 0 | 2020 | 1092 | 2020 | 0 | 1092 | 783 | 2032 | 0 | 2032 | 0 | 0 | 0 | 0 | 0 | 0 | 0 | 0 | 0 | 2032 | 4.275 | 2032 | 4.275 | 4.275
15 | 2033 | 0 | 0 | 0.657 | 0 | 0 | 1.1377 | 0 | 0 | 1.1377 | 0 | 0 | 0 | 0 | 4.275 | -3.1373 | -46.6945 | 0 | 9000 | 9000 | 1721.5417 | 15.4939 | 183.5173 | 18.6312 | 0 | 2021 | 1123 | 2021 | 0 | 1123 | 835 | 2033 | 0 | 2033 | 0 | 0 | 0 | 0 | 0 | 0 | 0 | 0 | 0 | 2033 | 4.275 | 2033 | 4.275 | 4.275
16 | 2034 | 0 | 0 | 0.657 | 0 | 0 | 1.1832 | 0 | 0 | 1.1832 | 0 | 0 | 0 | 0 | 4.275 | -3.0918 | -49.7863 | 0 | 9000 | 9000 | 1783.5172 | 16.0517 | 199.569 | 19.1434 | 0 | 2022 | 1164 | 2022 | 0 | 1164 | 876 | 2034 | 0 | 2034 | 0 | 0 | 0 | 0 | 0 | 0 | 0 | 0 | 0 | 2034 | 4.275 | 2034 | 4.275 | 4.275
17 | 2035 | 0 | 0 | 0.657 | 0 | 0 | 1.2305 | 0 | 0 | 1.2305 | 0 | 0 | 0 | 0 | 0 | 1.2305 | -48.5557 | 0 | 9000 | 9000 | 1847.7239 | 16.6295 | 216.1985 | 15.399 | 0 | 2023 | 1205 | 2023 | 0 | 1205 | 917 | 2035 | 0 | 2035 | 0 | 0 | 0 | 0 | 0 | 0 | 0 | 0 | 0 | 2035 | 0 | 2035 | 0 | 4.275
18 | 2036 | 0 | 0 | 0.657 | 0 | 0 | 1.2798 | 0 | 0 | 1.2798 | 0 | 0 | 0 | 0 | 0 | 1.2798 | -47.276 | 0 | 9000 | 9000 | 1914.2419 | 17.2282 | 233.4267 | 15.9484 | 0 | 2024 | 1249 | 2024 | 0 | 1249 | 961 | 2036 | 0 | 2036 | 0 | 0 | 0 | 0 | 0 | 0 | 0 | 0 | 0 | 2036 | 0 | 2036 | 0 | 4.275
19 | 2037 | 0 | 0 | 0.657 | 0 | 0 | 1.331 | 0 | 0 | 1.331 | 0 | 0 | 0 | 0 | 0 | 1.331 | -45.945 | 0 | 9000 | 9000 | 1983.1546 | 17.8484 | 251.275 | 16.5174 | 0 | 2025 | 1296 | 2025 | 0 | 1296 | 1008 | 2037 | 0 | 2037 | 0 | 0 | 0 | 0 | 0 | 0 | 0 | 0 | 0 | 2037 | 0 | 2037 | 0 | 4.275
20 | 2038 | 0 | 0 | 0.657 | 0 | 0 | 1.3842 | 0 | 0 | 1.3842 | 0 | 0 | 0 | 0 | 0 | 1.3842 | -44.5608 | 0 | 9000 | 9000 | 2054.5482 | 18.4909 | 269.766 | 17.1067 | 0 | 2026 | 1344 | 2026 | 0 | 1344 | 1056 | 2038 | 0 | 2038 | 0 | 0 | 0 | 0 | 0 | 0 | 0 | 0 | 0 | 2038 | 0 | 2038 | 0 | 4.275
21 | 2039 | 0 | 0 | 0.657 | 0 | 0 | 1.4396 | 0 | 0 | 1.4396 | 0 | 0 | 0 | 0 | 0 | 1.4396 | -43.1212 | 0 | 9000 | 9000 | 2128.5119 | 19.1566 | 288.9226 | 17.717 | 0 | 2027 | 1392.384 | 2027 | 3.6% | 1392.384 | 1094.016 | 2039 | 0 | 2039 | 0 | 0 | 0 | 0 | 0 | 0 | 0 | 0 | 0 | 2039 | 0 | 2039 | 0 | 4.275
22 | 2040 | 0 | 0 | 0.657 | 0 | 0 | 1.4972 | 0 | 0 | 1.4972 | 0 | 0 | 0 | 0 | 0 | 1.4972 | -41.6241 | 0 | 9000 | 9000 | 2205.1384 | 19.8462 | 308.7688 | 18.3491 | 0 | 2028 | 1442.5098 | 2028 | 3.6% | 1442.5098 | 1133.4006 | 2040 | 0 | 2040 | 0 | 0 | 0 | 0 | 0 | 0 | 0 | 0 | 0 | 2040 | 0 | 2040 | 0 | 4.275
23 | 2041 | 0 | 0 | 0.657 | 0 | 0 | 1.557 | 0 | 0 | 1.557 | 0 | 0 | 0 | 0 | 0 | 1.557 | -40.067 | 0 | 9000 | 9000 | 2284.5233 | 20.5607 | 329.3295 | 19.0037 | 0 | 2029 | 1494.4402 | 2029 | 3.6% | 1494.4402 | 1174.203 | 2041 | 0 | 2041 | 0 | 0 | 0 | 0 | 0 | 0 | 0 | 0 | 0 | 2041 | 0 | 2041 | 0 | 4.275
24 | 2042 | 0 | 0 | 0.657 | 0 | 0 | 1.6193 | 0 | 0 | 1.6193 | 0 | 0 | 0 | 0 | 0 | 1.6193 | -38.4477 | 0 | 9000 | 9000 | 2366.7662 | 21.3009 | 350.6304 | 19.6816 | 0 | 2030 | 1548.24 | 2030 | 3.6% | 1548.24 | 1216.4743 | 2042 | 0 | 2042 | 0 | 0 | 0 | 0 | 0 | 0 | 0 | 0 | 0 | 2042 | 0 | 2042 | 0 | 4.275
25 | 2043 | 0 | 0 | 0.657 | 0 | 0 | 1.6841 | 0 | 0 | 1.6841 | 0 | 0 | 0 | 0 | 0 | 1.6841 | -36.7636 | 0 | 9000 | 9000 | 2451.9698 | 22.0677 | 372.6982 | 20.3836 | 0 | 2031 | 1603.9767 | 2031 | 3.6% | 1603.9767 | 1260.2674 | 2043 | 0 | 2043 | 0 | 0 | 0 | 0 | 0 | 0 | 0 | 0 | 0 | 2043 | 0 | 2043 | 0 | 4.275
26 | 2044 | 0 | 0 | 0.657 | 0 | 0 | 1.7515 | 0 | 0 | 1.7515 | 0 | 0 | 0 | 0 | 0 | 1.7515 | -35.0122 | 0 | 9000 | 9000 | 2540.2407 | 22.8622 | 395.5603 | 21.1107 | 0 | 2032 | 1661.7198 | 2032 | 3.6% | 1661.7198 | 1305.637 | 2044 | 0 | 2044 | 0 | 0 | 0 | 0 | 0 | 0 | 0 | 0 | 0 | 2044 | 0 | 2044 | 0 | 4.275
27 | 2045 | 0 | 0 | 0.657 | 0 | 0 | 1.8215 | 0 | 0 | 1.8215 | 0 | 0 | 0 | 0 | 0 | 1.8215 | -33.1907 | 0 | 9000 | 9000 | 2631.6893 | 23.6852 | 419.2455 | 21.8637 | 0 | 2033 | 1721.5417 | 2033 | 3.6% | 1721.5417 | 1352.6399 | 2045 | 0 | 2045 | 0 | 0 | 0 | 0 | 0 | 0 | 0 | 0 | 0 | 2045 | 0 | 2045 | 0 | 0
28 | 2046 | 0 | 0 | 0.657 | 0 | 0 | 1.8944 | 0 | 0 | 1.8944 | 0 | 0 | 0 | 0 | 0 | 1.8944 | -31.2963 | 0 | 9000 | 9000 | 2726.4302 | 24.5379 | 443.7834 | 22.6435 | 0 | 2034 | 1783.5172 | 2034 | 3.6% | 1783.5172 | 1401.335 | 2046 | 0 | 2046 | 0 | 0 | 0 | 0 | 0 | 0 | 0 | 0 | 0 | 2046 | 0 | 2046 | 0 | 0
29 | 2047 | 0 | 0 | 0.657 | 0 | 0 | 1.9701 | 0 | 0 | 1.9701 | 0 | 0 | 0 | 0 | 0 | 1.9701 | -29.3261 | 0 | 9000 | 9000 | 2824.5816 | 25.4212 | 469.2046 | 23.4511 | 0 | 2035 | 1847.7239 | 2035 | 3.6% | 1847.7239 | 1451.783 | 2047 | 0 | 2047 | 0 | 0 | 0 | 0 | 0 | 0 | 0 | 0 | 0 | 2047 | 0 | 2047 | 0 | 0
30 | 2048 | 0 | 0 | 0.657 | 0 | 0 | 2.049 | 0 | 0 | 2.049 | 0 | 0 | 0 | 0 | 0 | 2.049 | -27.2772 | 0 | 9000 | 9000 | 2926.2666 | 26.3364 | 495.541 | 24.2874 | 0 | 2036 | 1914.2419 | 2036 | 3.6% | 1914.2419 | 1504.0472 | 2048 | 0 | 2048 | 0 | 0 | 0 | 0 | 0 | 0 | 0 | 0 | 0 | 2048 | 0 | 2048 | 0 | 0
31 | 2049 | 0 | 0 | 0.657 | 0 | 0 | 2.1309 | 0 | 0 | 2.1309 | 0 | 0 | 0 | 0 | 0 | 2.1309 | -25.1463 | 0 | 9000 | 9000 | 3031.6122 | 27.2845 | 522.8256 | 25.1536 | 0 | 2037 | 1983.1546 | 2037 | 3.6% | 1983.1546 | 1558.1929 | 2049 | 0 | 2049 | 0 | 0 | 0 | 0 | 0 | 0 | 0 | 0 | 0 | 2049 | 0 | 2049 | 0 | 0
32 | 2050 | 0 | 0 | 0.657 | 0 | 0 | 2.2161 | 0 | 0 | 2.2161 | 0 | 0 | 0 | 0 | 0 | 2.2161 | -22.9301 | 0 | 9000 | 9000 | 3140.7502 | 28.2668 | 551.0923 | 26.0506 | 0 | 2038 | 2054.5482 | 2038 | 3.6% | 2054.5482 | 1614.2879 | 2050 | 0 | 2050 | 0 | 0 | 0 | 0 | 0 | 0 | 0 | 0 | 0 | 2050 | 0 | 2050 | 0 | 0
33 | 2051 | 0 | 0 | 0.657 | 0 | 0 | 2.3048 | 0 | 0 | 2.3048 | 0 | 0 | 0 | 0 | 0 | 2.3048 | -20.6253 | 0 | 9000 | 9000 | 3253.8172 | 29.2844 | 580.3767 | 26.9796 | 0 | 2039 | 2128.5119 | 2039 | 3.6% | 2128.5119 | 1672.4022 | 2051 | 0 | 2051 | 0 | 0 | 0 | 0 | 0 | 0 | 0 | 0 | 0 | 2051 | 0 | 2051 | 0 | 0
34 | 2052 | 0 | 0 | 0.657 | 0 | 0 | 2.397 | 0 | 0 | 2.397 | 0 | 0 | 0 | 0 | 0 | 2.397 | -18.2284 | 0 | 9000 | 9000 | 3370.9546 | 30.3386 | 610.7153 | 27.9416 | 0 | 2040 | 2205.1384 | 2040 | 3.6% | 2205.1384 | 1732.6087 | 2052 | 0 | 2052 | 0 | 0 | 0 | 0 | 0 | 0 | 0 | 0 | 0 | 2052 | 0 | 2052 | 0 | 0
35 | 2053 | 0 | 0 | 0.657 | 0 | 0 | 2.4929 | 0 | 0 | 2.4929 | 0 | 0 | 0 | 0 | 0 | 2.4929 | -15.7355 | 0 | 9000 | 9000 | 3492.309 | 31.4308 | 642.146 | 28.9379 | 0 | 2041 | 2284.5233 | 2041 | 3.6% | 2284.5233 | 1794.9826 | 2053 | 0 | 2053 | 0 | 0 | 0 | 0 | 0 | 0 | 0 | 0 | 0 | 2053 | 0 | 2053 | 0 | 0
36 | 2054 | 0 | 0 | 0.657 | 0 | 0 | 2.5926 | 0 | 0 | 2.5926 | 0 | 0 | 0 | 0 | 0 | 2.5926 | -13.1429 | 0 | 9000 | 9000 | 3618.0321 | 32.5623 | 674.7083 | 29.9697 | 0 | 2042 | 2366.7662 | 2042 | 3.6% | 2366.7662 | 1859.602 | 2054 | 0 | 2054 | 0 | 0 | 0 | 0 | 0 | 0 | 0 | 0 | 0 | 2054 | 0 | 2054 | 0 | 0
37 | 2055 | 0 | 0 | 0.657 | 0 | 0 | 2.6963 | 0 | 0 | 2.6963 | 0 | 0 | 0 | 0 | 0 | 2.6963 | -10.4466 | 0 | 9000 | 9000 | 3748.2813 | 33.7345 | 708.4429 | 31.0382 | 0 | 2043 | 2451.9698 | 2043 | 3.6% | 2451.9698 | 1926.5477 | 2055 | 0 | 2055 | 0 | 0 | 0 | 0 | 0 | 0 | 0 | 0 | 0 | 2055 | 0 | 2055 | 0 | 0
38 | 2056 | 0 | 0 | 0.657 | 0 | 0 | 2.8041 | 0 | 0 | 2.8041 | 0 | 0 | 0 | 0 | 0 | 2.8041 | -7.6425 | 0 | 9000 | 9000 | 3883.2194 | 34.949 | 743.3918 | 32.1448 | 0 | 2044 | 2540.2407 | 2044 | 3.6% | 2540.2407 | 1995.9034 | 2056 | 0 | 2056 | 0 | 0 | 0 | 0 | 0 | 0 | 0 | 0 | 0 | 2056 | 0 | 2056 | 0 | 0
39 | 2057 | 0 | 0 | 0.657 | 0 | 0 | 2.9163 | 0 | 0 | 2.9163 | 0 | 0 | 0 | 0 | 0 | 2.9163 | -4.7262 | 0 | 9000 | 9000 | 4023.0153 | 36.2071 | 779.599 | 33.2908 | 0 | 2045 | 2631.6893 | 2045 | 3.6% | 2631.6893 | 2067.7559 | 2057 | 0 | 2057 | 0 | 0 | 0 | 0 | 0 | 0 | 0 | 0 | 0 | 2057 | 0 | 2057 | 0 | 0
40 | 2058 | 0 | 0 | 0.657 | 0 | 0 | 3.033 | 0 | 0 | 3.033 | 0 | 0 | 0 | 0 | 0 | 3.033 | -1.6932 | 0 | 9000 | 9000 | 4167.8439 | 37.5106 | 817.1096 | 34.4776 | 0 | 2046 | 2726.4302 | 2046 | 3.6% | 2726.4302 | 2142.1951 | 2058 | 0 | 2058 | 0 | 0 | 0 | 0 | 0 | 0 | 0 | 0 | 0 | 2058 | 0 | 2058 | 0 | 0
41 | 2059 | 0 | 0 | 0.657 | 0 | 0 | 3.1543 | 0 | 0 | 3.1543 | 0 | 0 | 0 | 0 | 0 | 3.1543 | 1.461 | 0 | 9000 | 9000 | 4317.8863 | 38.861 | 855.9705 | 35.7067 | 0 | 2047 | 2824.5816 | 2047 | 3.6% | 2824.5816 | 2219.3141 | 2059 | 0 | 2059 | 0 | 0 | 0 | 0 | 0 | 0 | 0 | 0 | 0 | 2059 | 0 | 2059 | 0 | 0
42 | 2060 | 0 | 0 | 0.657 | 0 | 0 | 3.2804 | 0 | 0 | 3.2804 | 0 | 0 | 0 | 0 | 0 | 3.2804 | 4.7415 | 0 | 9000 | 9000 | 4473.3302 | 40.26 | 896.2305 | 36.9795 | 0 | 2048 | 2926.2666 | 2048 | 3.6% | 2926.2666 | 2299.2095 | 2060 | 0 | 2060 | 0 | 0 | 0 | 0 | 0 | 0 | 0 | 0 | 0 | 2060 | 0 | 2060 | 0 | 0
43 | 2061 | 0 | 0 | 0.657 | 0 | 0 | 3.4117 | 0 | 0 | 3.4117 | 0 | 0 | 0 | 0 | 0 | 3.4117 | 8.1531 | 0 | 9000 | 9000 | 4634.37 | 41.7093 | 937.9398 | 38.2977 | 0 | 2049 | 3031.6122 | 2049 | 3.6% | 3031.6122 | 2381.981 | 2061 | 0 | 2061 | 0 | 0 | 0 | 0 | 0 | 0 | 0 | 0 | 0 | 2061 | 0 | 2061 | 0 | 0
44 | 2062 | 0 | 0 | 0.657 | 0 | 0 | 3.5481 | 0 | 0 | 3.5481 | 0 | 0 | 0 | 0 | 0 | 3.5481 | 11.7013 | 0 | 9000 | 9000 | 4801.2074 | 43.2109 | 981.1507 | 39.6627 | 0 | 2050 | 3140.7502 | 2050 | 3.6% | 3140.7502 | 2467.7323 | 2062 | 0 | 2062 | 0 | 0 | 0 | 0 | 0 | 0 | 0 | 0 | 0 | 2062 | 0 | 2062 | 0 | 0
45 | 2063 | 0 | 0 | 0.657 | 0 | 0 | 3.6901 | 0 | 0 | 3.6901 | 0 | 0 | 0 | 0 | 0 | 3.6901 | 15.3913 | 0 | 9000 | 9000 | 4974.0508 | 44.7665 | 1025.9172 | 41.0764 | 0 | 2051 | 3253.8172 | 2051 | 3.6% | 3253.8172 | 2556.5707 | 2063 | 0 | 2063 | 0 | 0 | 0 | 0 | 0 | 0 | 0 | 0 | 0 | 2063 | 0 | 2063 | 0 | 0
46 | 2064 | 0 | 0 | 0.657 | 0 | 0 | 3.8377 | 0 | 0 | 3.8377 | 0 | 0 | 0 | 0 | 0 | 3.8377 | 19.229 | 0 | 9000 | 9000 | 5153.1167 | 46.378 | 1072.2952 | 42.5404 | 0 | 2052 | 3370.9546 | 2052 | 3.6% | 3370.9546 | 2648.6072 | 2064 | 0 | 2064 | 0 | 0 | 0 | 0 | 0 | 0 | 0 | 0 | 0 | 2064 | 0 | 2064 | 0 | 0
47 | 2065 | 0 | 0 | 0.657 | 0 | 0 | 3.9912 | 0 | 0 | 3.9912 | 0 | 0 | 0 | 0 | 0 | 3.9912 | 23.2201 | 0 | 9000 | 9000 | 5338.6289 | 48.0477 | 1120.3429 | 44.0565 | 0 | 2053 | 3492.309 | 2053 | 3.6% | 3492.309 | 2743.9571 | 2065 | 0 | 2065 | 0 | 0 | 0 | 0 | 0 | 0 | 0 | 0 | 0 | 2065 | 0 | 2065 | 0 | 0
48 | 2066 | 0 | 0 | 0.657 | 0 | 0 | 4.1508 | 0 | 0 | 4.1508 | 0 | 0 | 0 | 0 | 0 | 4.1508 | 27.3709 | 0 | 9000 | 9000 | 5530.8195 | 49.7774 | 1170.1202 | 45.6266 | 0 | 2054 | 3618.0321 | 2054 | 3.6% | 3618.0321 | 2842.7395 | 2066 | 0 | 2066 | 0 | 0 | 0 | 0 | 0 | 0 | 0 | 0 | 0 | 2066 | 0 | 2066 | 0 | 0
49 | 2067 | 0 | 0 | 0.657 | 0 | 0 | 4.3168 | 0 | 0 | 4.3168 | 0 | 0 | 0 | 0 | 0 | 4.3168 | 31.6878 | 0 | 9000 | 9000 | 5729.929 | 51.5694 | 1221.6896 | 47.2525 | 0 | 2055 | 3748.2813 | 2055 | 3.6% | 3748.2813 | 2945.0782 | 2067 | 0 | 2067 | 0 | 0 | 0 | 0 | 0 | 0 | 0 | 0 | 0 | 2067 | 0 | 2067 | 0 | 0
50 | 2068 | 0 | 0 | 0.657 | 0 | 0 | 4.4895 | 0 | 0 | 4.4895 | 0 | 0 | 0 | 0 | 0 | 4.4895 | 36.1773 | 0 | 9000 | 9000 | 5936.2064 | 53.4259 | 1275.1155 | 48.9363 | 0 | 2056 | 3883.2194 | 2056 | 3.6% | 3883.2194 | 3051.101 | 2068 | 0 | 2068 | 0 | 0 | 0 | 0 | 0 | 0 | 0 | 0 | 0 | 2068 | 0 | 2068 | 0 | 0
51 | 2069 | 0 | 0 | 0.657 | 0 | 0 | 4.6691 | 0 | 0 | 4.6691 | 0 | 0 | 0 | 0 | 0 | 4.6691 | 40.8464 | 0 | 9000 | 9000 | 6149.9099 | 55.3492 | 1330.4647 | 50.6801 | 0 | 2057 | 4023.0153 | 2057 | 3.6% | 4023.0153 | 3160.9406 | 2069 | 0 | 2069 | 0 | 0 | 0 | 0 | 0 | 0 | 0 | 0 | 0 | 2069 | 0 | 2069 | 0 | 0
52 | 2070 | 0 | 0 | 0.657 | 0 | 0 | 4.8559 | 0 | 0 | 4.8559 | 0 | 0 | 0 | 0 | 0 | 4.8559 | 45.7022 | 0 | 9000 | 9000 | 6371.3066 | 57.3418 | 1387.8064 | 52.4859 | 0 | 2058 | 4167.8439 | 2058 | 3.6% | 4167.8439 | 3274.7345 | 2070 | 0 | 2070 | 0 | 0 | 0 | 0 | 0 | 0 | 0 | 0 | 0 | 2070 | 0 | 2070 | 0 | 0
53 | 2071 | 0 | 0 | 0.657 | 0 | 0 | 5.0501 | 0 | 0 | 5.0501 | 0 | 0 | 0 | 0 | 0 | 5.0501 | 50.7523 | 0 | 9000 | 9000 | 6600.6737 | 59.4061 | 1447.2125 | 54.356 | 0 | 2059 | 4317.8863 | 2059 | 3.6% | 4317.8863 | 3392.6249 | 2071 | 0 | 2071 | 0 | 0 | 0 | 0 | 0 | 0 | 0 | 0 | 0 | 2071 | 0 | 2071 | 0 | 0
54 | 2072 | 0 | 0 | 0.657 | 0 | 0 | 5.2521 | 0 | 0 | 5.2521 | 0 | 0 | 0 | 0 | 0 | 5.2521 | 56.0044 | 0 | 9000 | 9000 | 6838.2979 | 61.5447 | 1508.7572 | 56.2926 | 0 | 2060 | 4473.3302 | 2060 | 3.6% | 4473.3302 | 3514.7594 | 2072 | 0 | 2072 | 0 | 0 | 0 | 0 | 0 | 0 | 0 | 0 | 0 | 2072 | 0 | 2072 | 0 | 0
55 | 2073 | 0 | 0 | 0.657 | 0 | 0 | 5.4622 | 0 | 0 | 5.4622 | 0 | 0 | 0 | 0 | 0 | 5.4622 | 61.4666 | 0 | 9000 | 9000 | 7084.4766 | 63.7603 | 1572.5175 | 58.2981 | 0 | 2061 | 4634.37 | 2061 | 3.6% | 4634.37 | 3641.2907 | 2073 | 0 | 2073 | 0 | 0 | 0 | 0 | 0 | 0 | 0 | 0 | 0 | 2073 | 0 | 2073 | 0 | 0
56 | 2074 | 0 | 0 | 0.657 | 0 | 0 | 5.6807 | 0 | 0 | 5.6807 | 0 | 0 | 0 | 0 | 0 | 5.6807 | 67.1472 | 0 | 9000 | 9000 | 7339.5178 | 66.0557 | 1638.5731 | 60.375 | 0 | 2062 | 4801.2074 | 2062 | 3.6% | 4801.2074 | 3772.3772 | 2074 | 0 | 2074 | 0 | 0 | 0 | 0 | 0 | 0 | 0 | 0 | 0 | 2074 | 0 | 2074 | 0 | 0
57 | 2075 | 0 | 0 | 0.657 | 0 | 0 | 5.9079 | 0 | 0 | 5.9079 | 0 | 0 | 0 | 0 | 0 | 5.9079 | 73.0551 | 0 | 9000 | 9000 | 7603.7404 | 68.4337 | 1707.0068 | 62.5258 | 0 | 2063 | 4974.0508 | 2063 | 3.6% | 4974.0508 | 3908.1828 | 2075 | 0 | 2075 | 0 | 0 | 0 | 0 | 0 | 0 | 0 | 0 | 0 | 2075 | 0 | 2075 | 0 | 0
58 | 2076 | 0 | 0 | 0.657 | 0 | 0 | 6.1442 | 0 | 0 | 6.1442 | 0 | 0 | 0 | 0 | 0 | 6.1442 | 79.1993 | 0 | 9000 | 9000 | 7877.4751 | 70.8973 | 1777.9041 | 64.7531 | 0 | 2064 | 5153.1167 | 2064 | 3.6% | 5153.1167 | 4048.8774 | 2076 | 0 | 2076 | 0 | 0 | 0 | 0 | 0 | 0 | 0 | 0 | 0 | 2076 | 0 | 2076 | 0 | 0
59 | 2077 | 0 | 0 | 0.657 | 0 | 0 | 6.39 | 0 | 0 | 6.39 | 0 | 0 | 0 | 0 | 0 | 6.39 | 85.5893 | 0 | 9000 | 9000 | 8161.0642 | 73.4496 | 1851.3536 | 67.0596 | 0 | 2065 | 5338.6289 | 2065 | 3.6% | 5338.6289 | 4194.637 | 2077 | 0 | 2077 | 0 | 0 | 0 | 0 | 0 | 0 | 0 | 0 | 0 | 2077 | 0 | 2077 | 0 | 0
60 | 2078 | 0 | 0 | 0.657 | 0 | 0 | 6.6456 | 0 | 0 | 6.6456 | 0 | 0 | 0 | 0 | 0 | 6.6456 | 92.2349 | 0 | 9000 | 9000 | 8454.8625 | 76.0938 | 1927.4474 | 69.4482 | 0 | 2066 | 5530.8195 | 2066 | 3.6% | 5530.8195 | 4345.6439 | 2078 | 0 | 2078 | 0 | 0 | 0 | 0 | 0 | 0 | 0 | 0 | 0 | 2078 | 0 | 2078 | 0 | 0
61 | 2079 | 0 | 0 | 0.657 | 0 | 0 | 6.9114 | 0 | 0 | 6.9114 | 0 | 0 | 0 | 0 | 0 | 6.9114 | 99.1463 | 0 | 9000 | 9000 | 8759.2376 | 78.8331 | 2006.2805 | 71.9217 | 0 | 2067 | 5729.929 | 2067 | 3.6% | 5729.929 | 4502.0871 | 2079 | 0 | 2079 | 0 | 0 | 0 | 0 | 0 | 0 | 0 | 0 | 0 | 2079 | 0 | 2079 | 0 | 0
62 | 2080 | 0 | 0 | 0.657 | 0 | 0 | 7.1879 | 0 | 0 | 7.1879 | 0 | 0 | 0 | 0 | 0 | 7.1879 | 106.3341 | 0 | 9000 | 9000 | 9074.5701 | 81.6711 | 2087.9517 | 74.4833 | 0 | 2068 | 5936.2064 | 2068 | 3.6% | 5936.2064 | 4664.1622 | 2080 | 0 | 2080 | 0 | 0 | 0 | 0 | 0 | 0 | 0 | 0 | 0 | 2080 | 0 | 2080 | 0 | 0
63 | 2081 | 0 | 0 | 0.657 | 0 | 0 | 7.4754 | 0 | 0 | 7.4754 | 0 | 0 | 0 | 0 | 0 | 7.4754 | 113.8095 | 0 | 9000 | 9000 | 9401.2546 | 84.6113 | 2172.563 | 77.1359 | 0 | 2069 | 6149.9099 | 2069 | 3.6% | 6149.9099 | 4832.072 | 2081 | 0 | 2081 | 0 | 0 | 0 | 0 | 0 | 0 | 0 | 0 | 0 | 2081 | 0 | 2081 | 0 | 0
64 | 2082 | 0 | 0 | 0.657 | 0 | 0 | 7.7744 | 0 | 0 | 7.7744 | 0 | 0 | 0 | 0 | 0 | 7.7744 | 121.5839 | 0 | 9000 | 9000 | 9739.6998 | 87.6573 | 2260.2203 | 79.8829 | 0 | 2070 | 6371.3066 | 2070 | 3.6% | 6371.3066 | 5006.0266 | 2082 | 0 | 2082 | 0 | 0 | 0 | 0 | 0 | 0 | 0 | 0 | 0 | 2082 | 0 | 2082 | 0 | 0
65 | 2083 | 0 | 0 | 0.657 | 0 | 0 | 8.0854 | 0 | 0 | 8.0854 | 0 | 0 | 0 | 0 | 0 | 8.0854 | 129.6692 | 0 | 9000 | 9000 | 10090.329 | 90.813 | 2351.0332 | 82.7276 | 0 | 2071 | 6600.6737 | 2071 | 3.6% | 6600.6737 | 5186.2436 | 2083 | 0 | 2083 | 0 | 0 | 0 | 0 | 0 | 0 | 0 | 0 | 0 | 2083 | 0 | 2083 | 0 | 0
66 | 2084 | 0 | 0 | 0.657 | 0 | 0 | 8.4088 | 0 | 0 | 8.4088 | 0 | 0 | 0 | 0 | 0 | 8.4088 | 138.078 | 0 | 9000 | 9000 | 10453.5808 | 94.0822 | 2445.1154 | 85.6735 | 0 | 2072 | 6838.2979 | 2072 | 3.6% | 6838.2979 | 5372.9484 | 2084 | 0 | 2084 | 0 | 0 | 0 | 0 | 0 | 0 | 0 | 0 | 0 | 2084 | 0 | 2084 | 0 | 0
67 | 2085 | 0 | 0 | 0.657 | 0 | 0 | 8.7451 | 0 | 0 | 8.7451 | 0 | 0 | 0 | 0 | 0 | 8.7451 | 146.8231 | 0 | 9000 | 9000 | 10829.9098 | 97.4692 | 2542.5846 | 88.7241 | 0 | 2073 | 7084.4766 | 2073 | 3.6% | 7084.4766 | 5566.3745 | 2085 | 0 | 2085 | 0 | 0 | 0 | 0 | 0 | 0 | 0 | 0 | 0 | 2085 | 0 | 2085 | 0 | 0
68 | 2086 | 0 | 0 | 0.657 | 0 | 0 | 9.0949 | 0 | 0 | 9.0949 | 0 | 0 | 0 | 0 | 0 | 9.0949 | 155.918 | 0 | 9000 | 9000 | 11219.7865 | 100.9781 | 2643.5627 | 91.8832 | 0 | 2074 | 7339.5178 | 2074 | 3.6% | 7339.5178 | 5766.764 | 2086 | 0 | 2086 | 0 | 0 | 0 | 0 | 0 | 0 | 0 | 0 | 0 | 2086 | 0 | 2086 | 0 | 0
69 | 2087 | 0 | 0 | 0.657 | 0 | 0 | 9.4587 | 0 | 0 | 9.4587 | 0 | 0 | 0 | 0 | 0 | 9.4587 | 165.3768 | 0 | 9000 | 9000 | 11623.6988 | 104.6133 | 2748.176 | 95.1546 | 0 | 2075 | 7603.7404 | 2075 | 3.6% | 7603.7404 | 5974.3675 | 2087 | 0 | 2087 | 0 | 0 | 0 | 0 | 0 | 0 | 0 | 0 | 0 | 2087 | 0 | 2087 | 0 | 0
70 | 2088 | 0 | 0 | 0.657 | 0 | 0 | 9.8371 | 0 | 0 | 9.8371 | 0 | 0 | 0 | 0 | 0 | 9.8371 | 175.2138 | 0 | 9000 | 9000 | 12042.152 | 108.3794 | 2856.5554 | 98.5423 | 0 | 2076 | 7877.4751 | 2076 | 3.6% | 7877.4751 | 6189.4447 | 2088 | 0 | 2088 | 0 | 0 | 0 | 0 | 0 | 0 | 0 | 0 | 0 | 2088 | 0 | 2088 | 0 | 0
71 | 2089 | 0 | 0 | 0.657 | 0 | 0 | 10.2306 | 0 | 0 | 10.2306 | 0 | 0 | 0 | 0 | 0 | 10.2306 | 185.4444 | 0 | 9000 | 9000 | 12475.6695 | 112.281 | 2968.8364 | 102.0505 | 0 | 2077 | 8161.0642 | 2077 | 3.6% | 8161.0642 | 6412.2647 | 2089 | 0 | 2089 | 0 | 0 | 0 | 0 | 0 | 0 | 0 | 0 | 0 | 2089 | 0 | 2089 | 0 | 0
72 | 2090 | 0 | 0 | 0.657 | 0 | 0 | 10.6398 | 0 | 0 | 10.6398 | 0 | 0 | 0 | 0 | 0 | 10.6398 | 196.0842 | 0 | 9000 | 9000 | 12924.7936 | 116.3231 | 3085.1595 | 105.6834 | 0 | 2078 | 8454.8625 | 2078 | 3.6% | 8454.8625 | 6643.1063 | 2090 | 0 | 2090 | 0 | 0 | 0 | 0 | 0 | 0 | 0 | 0 | 0 | 2090 | 0 | 2090 | 0 | 0
73 | 2091 | 0 | 0 | 0.657 | 0 | 0 | 11.0654 | 0 | 0 | 11.0654 | 0 | 0 | 0 | 0 | 0 | 11.0654 | 207.1495 | 0 | 9000 | 9000 | 13390.0861 | 120.5108 | 3205.6703 | 109.4454 | 0 | 2079 | 8759.2376 | 2079 | 3.6% | 8759.2376 | 6882.2581 | 2091 | 0 | 2091 | 0 | 0 | 0 | 0 | 0 | 0 | 0 | 0 | 0 | 2091 | 0 | 2091 | 0 | 0
74 | 2092 | 0 | 0 | 0.657 | 0 | 0 | 11.508 | 0 | 0 | 11.508 | 0 | 0 | 0 | 0 | 0 | 11.508 | 218.6575 | 0 | 9000 | 9000 | 13872.1292 | 124.8492 | 3330.5195 | 113.3412 | 0 | 2080 | 9074.5701 | 2080 | 3.6% | 9074.5701 | 7130.0194 | 2092 | 0 | 2092 | 0 | 0 | 0 | 0 | 0 | 0 | 0 | 0 | 0 | 2092 | 0 | 2092 | 0 | 0
75 | 2093 | 0 | 0 | 0.657 | 0 | 0 | 11.9683 | 0 | 0 | 11.9683 | 0 | 0 | 0 | 0 | 0 | 11.9683 | 230.6258 | 0 | 9000 | 9000 | 14371.5259 | 129.3437 | 3459.8632 | 117.3754 | 0 | 2081 | 9401.2546 | 2081 | 3.6% | 9401.2546 | 7386.7001 | 2093 | 0 | 2093 | 0 | 0 | 0 | 0 | 0 | 0 | 0 | 0 | 0 | 2093 | 0 | 2093 | 0 | 0
76 | 2094 | 0 | 0 | 0.657 | 0 | 0 | 12.447 | 0 | 0 | 12.447 | 0 | 0 | 0 | 0 | 0 | 12.447 | 243.0728 | 0 | 9000 | 9000 | 14888.9008 | 134.0001 | 3593.8633 | 121.5531 | 0 | 2082 | 9739.6998 | 2082 | 3.6% | 9739.6998 | 7652.6213 | 2094 | 0 | 2094 | 0 | 0 | 0 | 0 | 0 | 0 | 0 | 0 | 0 | 2094 | 0 | 2094 | 0 | 0
77 | 2095 | 0 | 0 | 0.657 | 0 | 0 | 12.9449 | 0 | 0 | 12.9449 | 0 | 0 | 0 | 0 | 0 | 12.9449 | 256.0178 | 0 | 9000 | 9000 | 15424.9012 | 138.8241 | 3732.6874 | 125.8792 | 0 | 2083 | 10090.329 | 2083 | 3.6% | 10090.329 | 7928.1156 | 2095 | 0 | 2095 | 0 | 0 | 0 | 0 | 0 | 0 | 0 | 0 | 0 | 2095 | 0 | 2095 | 0 | 0
78 | 2096 | 0 | 0 | 0.657 | 0 | 0 | 13.4627 | 0 | 0 | 13.4627 | 0 | 0 | 0 | 0 | 0 | 13.4627 | 269.4805 | 0 | 9000 | 9000 | 15980.1977 | 143.8218 | 3876.5092 | 130.3591 | 0 | 2084 | 10453.5808 | 2084 | 3.6% | 10453.5808 | 8213.5278 | 2096 | 0 | 2096 | 0 | 0 | 0 | 0 | 0 | 0 | 0 | 0 | 0 | 2096 | 0 | 2096 | 0 | 0
79 | 2097 | 0 | 0 | 0.657 | 0 | 0 | 14.0012 | 0 | 0 | 14.0012 | 0 | 0 | 0 | 0 | 0 | 14.0012 | 283.4817 | 0 | 9000 | 9000 | 16555.4848 | 148.9994 | 4025.5086 | 134.9981 | 0 | 2085 | 10829.9098 | 2085 | 3.6% | 10829.9098 | 8509.2148 | 2097 | 0 | 2097 | 0 | 0 | 0 | 0 | 0 | 0 | 0 | 0 | 0 | 2097 | 0 | 2097 | 0 | 0
80 | 2098 | 0 | 0 | 0.657 | 0 | 0 | 14.5613 | 0 | 0 | 14.5613 | 0 | 0 | 0 | 0 | 0 | 14.5613 | 298.0429 | 0 | 9000 | 9000 | 17151.4822 | 154.3633 | 4179.8719 | 139.8021 | 0 | 2086 | 11219.7865 | 2086 | 3.6% | 11219.7865 | 8815.5465 | 2098 | 0 | 2098 | 0 | 0 | 0 | 0 | 0 | 0 | 0 | 0 | 0 | 2098 | 0 | 2098 | 0 | 0
81 | 2099 | 0 | 0 | 0.657 | 0 | 0 | 15.1437 | 0 | 0 | 15.1437 | 0 | 0 | 0 | 0 | 0 | 15.1437 | 313.1867 | 0 | 9000 | 9000 | 17768.9356 | 159.9204 | 4339.7923 | 144.7767 | 0 | 2087 | 11623.6988 | 2087 | 3.6% | 11623.6988 | 9132.9062 | 2099 | 0 | 2099 | 0 | 0 | 0 | 0 | 0 | 0 | 0 | 0 | 0 | 2099 | 0 | 2099 | 0 | 0
82 | 2100 | 0 | 0 | 0.657 | 0 | 0 | 15.7495 | 0 | 0 | 15.7495 | 0 | 0 | 0 | 0 | 0 | 15.7495 | 328.9361 | 0 | 9000 | 9000 | 18408.6173 | 165.6776 | 4505.4699 | 149.9281 | 0 | 2088 | 12042.152 | 2088 | 3.6% | 12042.152 | 9461.6908 | 2100 | 0 | 2100 | 0 | 0 | 0 | 0 | 0 | 0 | 0 | 0 | 0 | 2100 | 0 | 2100 | 0 | 0
83 | 2101 | 0 | 0 | 0.657 | 0 | 0 | 16.3794 | 0 | 0 | 16.3794 | 0 | 0 | 0 | 0 | 0 | 16.3794 | 345.3156 | 0 | 9000 | 9000 | 19071.3275 | 171.6419 | 4677.1118 | 155.2625 | 0 | 2089 | 12475.6695 | 2089 | 3.6% | 12475.6695 | 9802.3117 | 2101 | 0 | 2101 | 0 | 0 | 0 | 0 | 0 | 0 | 0 | 0 | 0 | 2101 | 0 | 2101 | 0 | 0
84 | 2102 | 0 | 0 | 0.657 | 0 | 0 | 17.0346 | 0 | 0 | 17.0346 | 0 | 0 | 0 | 0 | 0 | 17.0346 | 362.3502 | 0 | 9000 | 9000 | 19757.8953 | 177.8211 | 4854.9329 | 160.7864 | 0 | 2090 | 12924.7936 | 2090 | 3.6% | 12924.7936 | 10155.1949 | 2102 | 0 | 2102 | 0 | 0 | 0 | 0 | 0 | 0 | 0 | 0 | 0 | 2102 | 0 | 2102 | 0 | 0
85 | 2103 | 0 | 0 | 0.657 | 0 | 0 | 17.716 | 0 | 0 | 17.716 | 0 | 0 | 0 | 0 | 0 | 17.716 | 380.0662 | 0 | 9000 | 9000 | 20469.1795 | 184.2226 | 5039.1555 | 166.5066 | 0 | 2091 | 13390.0861 | 2091 | 3.6% | 13390.0861 | 10520.782 | 2103 | 0 | 2103 | 0 | 0 | 0 | 0 | 0 | 0 | 0 | 0 | 0 | 2103 | 0 | 2103 | 0 | 0
86 | 2104 | 0 | 0 | 0.657 | 0 | 0 | 18.4246 | 0 | 0 | 18.4246 | 0 | 0 | 0 | 0 | 0 | 18.4246 | 398.4909 | 0 | 9000 | 9000 | 21206.07 | 190.8546 | 5230.0101 | 172.43 | 0 | 2092 | 13872.1292 | 2092 | 3.6% | 13872.1292 | 10899.5301 | 2104 | 0 | 2104 | 0 | 0 | 0 | 0 | 0 | 0 | 0 | 0 | 0 | 2104 | 0 | 2104 | 0 | 0
[15 empty] | Total NPV | 8.9709 |  |  |  |  | Total NPV | 692.5633 | IRR | 0% | 2019 | 2093 | 14371.5259 | 2093 | 3.6% | 14371.5259 | 11291.9132
1 - If LRP Subsidies are applicable, an Increase in supplies occuring after 2125 will require a modification to the current analysis. | [25 empty] | 2094 | 14888.9008 | 2094 | 3.6% | 14888.9008 | 11698.4221
[26 empty] | 2095 | 15424.9012 | 2095 | 3.6% | 15424.9012 | 12119.5653
[26 empty] | 2096 | 15980.1977 | 2096 | 3.6% | 15980.1977 | 12555.8696
[26 empty] | 2097 | 16555.4848 | 2097 | 3.6% | 16555.4848 | 13007.8809
[26 empty] | 2098 | 17151.4822 | 2098 | 3.6% | 17151.4822 | 13476.1646
[26 empty] | 2099 | 17768.9356 | 2099 | 3.6% | 17768.9356 | 13961.3066
[26 empty] | 2100 | 18408.6173 | 2100 | 3.6% | 18408.6173 | 14463.9136
Note on F10: J. Almaraz: It is assumed that anything in $Year, or prior, are actual costs with no escalation required.
Note on L10: J. Almaraz: It is assumed that anything in $Year, or prior, will be treated as cash and not financed.
Note on AS10: J. Almaraz: Only Column with equivalent Borrowing term to Cell N4 is correct
Note on AL14: Jaime Almaraz: Rate Effective 1/2009 Rate Change on 9/1/2009 to 2010 Values
Note on AL20: Jaime Almaraz: Rates approved by the MWD board in April 2014 for 2015 and 2016.

## Rates
Rate Used in Analysis |  | MWD Water Rates
Year | Tier 1 Treated ($/Acre-Ft) | Year | Rate Increase Projection | Tier 1 - Treated ($/Acre-Ft) | Tier 1 - Untreated ($/Acre-Ft)
2007 | 478 | 2007 | - | 478 | 331
2008 | 508 | 2008 | - | 508 | 351
2009 | 579 | 2009 | - | 579 | 412
2010 | 701 | 2010 | - | 701 | 484
2011 | 744 | 2011 | - | 744 | 527
2012 | 794 | 2012 | - | 794 | 560
2013 | 847 | 2013 | - | 847 | 593
2014 | 890 | 2014 | - | 890 | 593
2015 | 923 | 2015 | - | 923 | 582
2016 | 942 | 2016 | - | 942 | 594
2017 | 979 | 2017 |  | 979 | 666
2018 | 1015 | 2018 |  | 1015 | 695
2019 | 1053 | 2019 |  | 1053 | 738
2020 | 1092 | 2020 |  | 1092 | 783
2021 | 1123 | 2021 |  | 1123 | 835
2022 | 1164 | 2022 |  | 1164 | 876
2023 | 1205 | 2023 |  | 1205 | 917
2024 | 1249 | 2024 |  | 1249 | 961
2025 | 1296 | 2025 |  | 1296 | 1008
2026 | 1344 | 2026 |  | 1344 | 1056
2027 | 1392.384 | 2027 | 3.6% | 1392.384 | 1094.016
2028 | 1442.5098 | 2028 | 3.6% | 1442.5098 | 1133.4006
2029 | 1494.4402 | 2029 | 3.6% | 1494.4402 | 1174.203
2030 | 1548.24 | 2030 | 3.6% | 1548.24 | 1216.4743
2031 | 1603.9767 | 2031 | 3.6% | 1603.9767 | 1260.2674
2032 | 1661.7198 | 2032 | 3.6% | 1661.7198 | 1305.637
2033 | 1721.5417 | 2033 | 3.6% | 1721.5417 | 1352.6399
2034 | 1783.5172 | 2034 | 3.6% | 1783.5172 | 1401.335
2035 | 1847.7239 | 2035 | 3.6% | 1847.7239 | 1451.783
2036 | 1914.2419 | 2036 | 3.6% | 1914.2419 | 1504.0472
2037 | 1983.1546 | 2037 | 3.6% | 1983.1546 | 1558.1929
2038 | 2054.5482 | 2038 | 3.6% | 2054.5482 | 1614.2879
2039 | 2128.5119 | 2039 | 3.6% | 2128.5119 | 1672.4022
2040 | 2205.1384 | 2040 | 3.6% | 2205.1384 | 1732.6087
2041 | 2284.5233 | 2041 | 3.6% | 2284.5233 | 1794.9826
2042 | 2366.7662 | 2042 | 3.6% | 2366.7662 | 1859.602
2043 | 2451.9698 | 2043 | 3.6% | 2451.9698 | 1926.5477
2044 | 2540.2407 | 2044 | 3.6% | 2540.2407 | 1995.9034
2045 | 2631.6893 | 2045 | 3.6% | 2631.6893 | 2067.7559
2046 | 2726.4302 | 2046 | 3.6% | 2726.4302 | 2142.1951
2047 | 2824.5816 | 2047 | 3.6% | 2824.5816 | 2219.3141
2048 | 2926.2666 | 2048 | 3.6% | 2926.2666 | 2299.2095
2049 | 3031.6122 | 2049 | 3.6% | 3031.6122 | 2381.981
2050 | 3140.7502 | 2050 | 3.6% | 3140.7502 | 2467.7323
2051 | 3253.8172 | 2051 | 3.6% | 3253.8172 | 2556.5707
2052 | 3370.9546 | 2052 | 3.6% | 3370.9546 | 2648.6072
2053 | 3492.309 | 2053 | 3.6% | 3492.309 | 2743.9571
2054 | 3618.0321 | 2054 | 3.6% | 3618.0321 | 2842.7395
2055 | 3748.2813 | 2055 | 3.6% | 3748.2813 | 2945.0782
2056 | 3883.2194 | 2056 | 3.6% | 3883.2194 | 3051.101
2057 | 4023.0153 | 2057 | 3.6% | 4023.0153 | 3160.9406
2058 | 4167.8439 | 2058 | 3.6% | 4167.8439 | 3274.7345
2059 | 4317.8863 | 2059 | 3.6% | 4317.8863 | 3392.6249
2060 | 4473.3302 | 2060 | 3.6% | 4473.3302 | 3514.7594
2061 | 4634.37 | 2061 | 3.6% | 4634.37 | 3641.2907
2062 | 4801.2074 | 2062 | 3.6% | 4801.2074 | 3772.3772
2063 | 4974.0508 | 2063 | 3.6% | 4974.0508 | 3908.1828
2064 | 5153.1167 | 2064 | 3.6% | 5153.1167 | 4048.8774
2065 | 5338.6289 | 2065 | 3.6% | 5338.6289 | 4194.637
2066 | 5530.8195 | 2066 | 3.6% | 5530.8195 | 4345.6439
2067 | 5729.929 | 2067 | 3.6% | 5729.929 | 4502.0871
2068 | 5936.2064 | 2068 | 3.6% | 5936.2064 | 4664.1622
2069 | 6149.9099 | 2069 | 3.6% | 6149.9099 | 4832.072
2070 | 6371.3066 | 2070 | 3.6% | 6371.3066 | 5006.0266
2071 | 6600.6737 | 2071 | 3.6% | 6600.6737 | 5186.2436
2072 | 6838.2979 | 2072 | 3.6% | 6838.2979 | 5372.9484
2073 | 7084.4766 | 2073 | 3.6% | 7084.4766 | 5566.3745
2074 | 7339.5178 | 2074 | 3.6% | 7339.5178 | 5766.764
2075 | 7603.7404 | 2075 | 3.6% | 7603.7404 | 5974.3675
2076 | 7877.4751 | 2076 | 3.6% | 7877.4751 | 6189.4447
2077 | 8161.0642 | 2077 | 3.6% | 8161.0642 | 6412.2647
2078 | 8454.8625 | 2078 | 3.6% | 8454.8625 | 6643.1063
2079 | 8759.2376 | 2079 | 3.6% | 8759.2376 | 6882.2581
2080 | 9074.5701 | 2080 | 3.6% | 9074.5701 | 7130.0194
2081 | 9401.2546 | 2081 | 3.6% | 9401.2546 | 7386.7001
2082 | 9739.6998 | 2082 | 3.6% | 9739.6998 | 7652.6213
2083 | 10090.329 | 2083 | 3.6% | 10090.329 | 7928.1156
2084 | 10453.5808 | 2084 | 3.6% | 10453.5808 | 8213.5278
2085 | 10829.9098 | 2085 | 3.6% | 10829.9098 | 8509.2148
2086 | 11219.7865 | 2086 | 3.6% | 11219.7865 | 8815.5465
2087 | 11623.6988 | 2087 | 3.6% | 11623.6988 | 9132.9062
2088 | 12042.152 | 2088 | 3.6% | 12042.152 | 9461.6908
2089 | 12475.6695 | 2089 | 3.6% | 12475.6695 | 9802.3117
2090 | 12924.7936 | 2090 | 3.6% | 12924.7936 | 10155.1949
2091 | 13390.0861 | 2091 | 3.6% | 13390.0861 | 10520.782
2092 | 13872.1292 | 2092 | 3.6% | 13872.1292 | 10899.5301
2093 | 14371.5259 | 2093 | 3.6% | 14371.5259 | 11291.9132
2094 | 14888.9008 | 2094 | 3.6% | 14888.9008 | 11698.4221
2095 | 15424.9012 | 2095 | 3.6% | 15424.9012 | 12119.5653
2096 | 15980.1977 | 2096 | 3.6% | 15980.1977 | 12555.8696
2097 | 16555.4848 | 2097 | 3.6% | 16555.4848 | 13007.8809
2098 | 17151.4822 | 2098 | 3.6% | 17151.4822 | 13476.1646
2099 | 17768.9356 | 2099 | 3.6% | 17768.9356 | 13961.3066
2100 | 18408.6173 | 2100 | 3.6% | 18408.6173 | 14463.9136
2101 | 19071.3275 | 2101 | 3.6% | 19071.3275 | 14984.6145
2102 | 19757.8953 | 2102 | 3.6% | 19757.8953 | 15524.0606
2103 | 20469.1795 | 2103 | 3.6% | 20469.1795 | 16082.9268
2104 | 21206.07 | 2104 | 3.6% | 21206.07 | 16661.9121
2105 | 21969.4885 | 2105 | 3.6% | 21969.4885 | 17261.741
2106 | 22760.3901 | 2106 | 3.6% | 22760.3901 | 17883.1637
2107 | 23579.7641 | 2107 | 3.6% | 23579.7641 | 18526.9575
2108 | 24428.6357 | 2108 | 3.6% | 24428.6357 | 19193.928
2109 | 25308.0665 | 2109 | 3.6% | 25308.0665 | 19884.9094
2110 | 26219.1569 | 2110 | 3.6% | 26219.1569 | 20600.7662
2111 | 27163.0466 | 2111 | 3.6% | 27163.0466 | 21342.3937
2112 | 28140.9163 | 2112 | 3.6% | 28140.9163 | 22110.7199
2113 | 29153.9893 | 2113 | 3.6% | 29153.9893 | 22906.7058
2114 | 30203.5329 | 2114 | 3.6% | 30203.5329 | 23731.3473
2115 | 31290.86 | 2115 | 3.6% | 31290.86 | 24585.6758
2116 | 32417.331 | 2116 | 3.6% | 32417.331 | 25470.7601
2117 | 33584.3549 | 2117 | 3.6% | 33584.3549 | 26387.7074
2118 | 34793.3917 | 2118 | 3.6% | 34793.3917 | 27337.6649
2119 | 36045.9538 | 2119 | 3.6% | 36045.9538 | 28321.8208
2120 | 37343.6081 | 2120 | 3.6% | 37343.6081 | 29341.4064
2121 | 38687.978 | 2121 | 3.6% | 38687.978 | 30397.697
2122 | 40080.7452 | 2122 | 3.6% | 40080.7452 | 31492.0141
2123 | 41523.6521 | 2123 | 3.6% | 41523.6521 | 32625.7266
2124 | 43018.5035 | 2124 | 3.6% | 43018.5035 | 33800.2528
2125 | 44567.1697 | 2125 | 3.6% | 44567.1697 | 35017.0619
2126 | 46171.5878 | 2126 | 3.6% | 46171.5878 | 36277.6761
2127 | 47833.7649 | 2127 | 3.6% | 47833.7649 | 37583.6725
2128 | 49555.7805 | 2128 | 3.6% | 49555.7805 | 38936.6847
2129 | 51339.7886 | 2129 | 3.6% | 51339.7886 | 40338.4053
2130 | 53188.021 | 2130 | 3.6% | 53188.021 | 41790.5879
2131 | 55102.7897 | 2131 | 3.6% | 55102.7897 | 43295.0491
2132 | 57086.4902 | 2132 | 3.6% | 57086.4902 | 44853.6708
2133 | 59141.6038 | 2133 | 3.6% | 59141.6038 | 46468.403
2134 | 61270.7015 | 2134 | 3.6% | 61270.7015 | 48141.2655
2135 | 63476.4468 | 2135 | 3.6% | 63476.4468 | 49874.351
2136 | 65761.5989 | 2136 | 3.6% | 65761.5989 | 51669.8277
2137 | 68129.0164 | 2137 | 3.6% | 68129.0164 | 53529.9415
2138 | 70581.661 | 2138 | 3.6% | 70581.661 | 55457.0194
2139 | 73122.6008 | 2139 | 3.6% | 73122.6008 | 57453.4721
2140 | 75755.0144 | 2140 | 3.6% | 75755.0144 | 59521.7971
2141 | 78482.195 | 2141 | 3.6% | 78482.195 | 61664.5818
2142 | 81307.554 | 2142 | 3.6% | 81307.554 | 63884.5067
2143 | 84234.6259 | 2143 | 3.6% | 84234.6259 | 66184.3489
2144 | 87267.0725 | 2144 | 3.6% | 87267.0725 | 68566.9855
2145 | 90408.6871 | 2145 | 3.6% | 90408.6871 | 71035.397
2146 | 93663.3998 | 2146 | 3.6% | 93663.3998 | 73592.6713
2147 | 97035.2822 | 2147 | 3.6% | 97035.2822 | 76242.0074
2148 | 100528.5524 | 2148 | 3.6% | 100528.5524 | 78986.7197
2149 | 104147.5802 | 2149 | 3.6% | 104147.5802 | 81830.2416
2150 | 107896.8931 | 2150 | 3.6% | 107896.8931 | 84776.1303
2151 | 111781.1813 | 2151 | 3.6% | 111781.1813 | 87828.071
2152 | 115805.3038 | 2152 | 3.6% | 115805.3038 | 90989.8816
2153 | 119974.2948 | 2153 | 3.6% | 119974.2948 | 94265.5173
2154 | 124293.3694 | 2154 | 3.6% | 124293.3694 | 97659.0759
2155 | 128767.9307 | 2155 | 3.6% | 128767.9307 | 101174.8027
2156 | 133403.5762 | 2156 | 3.6% | 133403.5762 | 104817.0956
2157 | 138206.1049 | 2157 | 3.6% | 138206.1049 | 108590.511
2158 | 143181.5247 | 2158 | 3.6% | 143181.5247 | 112499.7694
2159 | 148336.0596 | 2159 | 3.6% | 148336.0596 | 116549.7611
2160 | 153676.1577 | 2160 | 3.6% | 153676.1577 | 120745.5525
2161 | 159208.4994 | 2161 | 3.6% | 159208.4994 | 125092.3924
2162 | 164940.0054 | 2162 | 3.6% | 164940.0054 | 129595.7185
2163 | 170877.8456 | 2163 | 3.6% | 170877.8456 | 134261.1644
2164 | 177029.448 | 2164 | 3.6% | 177029.448 | 139094.5663
2165 | 183402.5081 | 2165 | 3.6% | 183402.5081 | 144101.9707
2166 | 190004.9984 | 2166 | 3.6% | 190004.9984 | 149289.6416
2167 | 196845.1784 | 2167 | 3.6% | 196845.1784 | 154664.0687
2168 | 203931.6048 | 2168 | 3.6% | 203931.6048 | 160231.9752
2169 | 211273.1426 | 2169 | 3.6% | 211273.1426 | 166000.3263
2170 | 218878.9757 | 2170 | 3.6% | 218878.9757 | 171976.338
Note on F7: Jaime Almaraz: Rate Effective 1/2009 Rate Change on 9/1/2009 to 2010 Values
Note on F13: Jaime Almaraz: Rates approved by the MWD board in April 2014 for 2015 and 2016.

## Script Input
step | year | dust_dcm | capital | om | lifespan | replacement | mp_name | desc | hab_id | dust_dcm | O&M Estimates fopr 2017/2018(from email from J. Valenzuela, 05/01/18)
step0 | 2019 | Traditional Shallow Flood | 25 | 0.33632 | 10 | 8.3333 | Breeding Waterfowl & Meadow | Breeding Waterfowl & Meadow | BWF&MDW | Habitat DCM | SIP DCM | Step 0 (acres) | Step 0 (sq mi) | % of O&M | O&M Cost ($ million) | O&M Cost ($ million / sq. mi.)
step1 | 2022 | Sprinkler Shallow Flood | 32 | 0.32829 | 12 | 10.6667 | Brine | Brine | Brine | Brine with BACM Backup | Traditional Shallow Flood | 11037 | 17.2453 | 0.2 | 5.8 | 0.33632
step2 | 2025 | Managed Vegetation Farm | 36 | 1.6396 | 15 | 12 | BWF | Breeding Waterfowl | BWF | Traditional Shallow Flood | Sprinkler Shallow Flood | 7915 | 12.3672 | 0.14 | 4.06 | 0.32829
step3 | 2028 | Managed Vegetation Phase 7a, 9 and 10 | 36 | 2.0204 | 12 | 12 | DWM_Dec | Dynamic Water Management - DEC | DWM_Dec | Traditional Shallow Flood | Managed Vegetation Farm | 2264 | 3.5375 | 0.2 | 5.8 | 1.6396
step4 | 2031 | Gravel | 37 | 0.24123 | 10 | 12.3333 | DWM_Dust Control | Dynamic Water Management - Dust Control | DWM_Dust Control | Traditional Shallow Flood | Managed Vegetation Phase 7a, 9 and 10 | 2021 | 3.1578 | 0.22 | 6.38 | 2.0204
step5 | 2034 | Brine with BACM Backup | 22 | 1.9903 | 15 | 7.3333 | DWM_Jan | Dynamic Water Management - JAN | DWM_Jan | Traditional Shallow Flood | Gravel | 3847 | 6.0109 | 0.05 | 1.45 | 0.24123
|  | Tillage with BACM Backup | 0.5 | 1.3577 | 3 | 0.16667 | DWM_Oct | Dynamic Water Management - OCT | DWM_Oct | Traditional Shallow Flood | Brine with BACM Backup | 746 | 1.1656 | 0.08 | 2.32 | 1.9903
|  | Channel Areas Reduced MDCE BACM | 10 | 0.11248 | 3 | 3.3333 | DWM_Plovers | Dynamic Water Management - Plovers | DWM_Plovers | Traditional Shallow Flood | Tillage with BACM Backup | 1367 | 2.1359 | 0.1 | 2.9 | 1.3577
|  | Sand Fences | 15 | 0.37419 | 3 | 5 | DWM_Spring_only | Dynamic Water Management - Spring Plovers | DWM_Spring_only | Traditional Shallow Flood | Channel Areas Reduced MDCE BACM | 330 | 0.51562 | 0.002 | 0.058 | 0.11248
|  | None | 0 | 0 | 0 | 0 | ENV | Enhanced native vegetation | ENV | Channel Areas Reduced MDCE BACM | Sand Fences | 248 | 0.3875 | 0.005 | 0.145 | 0.37419
|  | Habitat DCM | 35 | 0.031422 | 15 | 11.6667 | Gravel | Gravel | GR | Gravel | None | 0 | 0 | 0 | 0 | 0
|  | see O&M calculations at end of sheet ------> |  |  |  |  | Meadow | Meadow | Meadow | Managed Vegetation Phase 7a, 9 and 10 | Habitat DCM | 1772 | 2.7688 | 0.003 | 0.087 | 0.031422
|  | capital, om and replacement costs in $ million / square mile |  |  |  |  | MSB | Shorebirds | MSB | Habitat DCM | Total | 31219 | 48.7797 | 1 | 29 | 0.59451
|  | lifespan in years |  |  |  |  | MSB and SNPL | Shorebirds Plus | MSB and SNPL | Habitat DCM
[7 empty] | MSB and SNPL_gravel | Shorebirds Plus | MSB and SNPL_gravel | Habitat DCM
|  | Cell Color-Coding |  |  |  |  | MSB and SNPL_gravel_MWF | Shorebirds Plus | MSB and SNPL_gravel_MWF | Habitat DCM
|  |  | User Input |  |  |  | MWF | Migratory Waterfowl | MWF | Habitat DCM
[7 empty] | MWF and MSB | Migratory Waterfowl Plus | MWF and MSB | Habitat DCM
|  | NOTE: Changes made to this sheet will not reflect in results until code analysis is run again. |  |  |  |  | MWF and SNPL | Migratory Waterfowl Plus | MWF and SNPL | Habitat DCM
[7 empty] | MWF and SNPL_with gravel | Migratory Waterfowl Plus | MWF and SNPL_with gravel | Habitat DCM
[7 empty] | None | No DCM | None | None
[7 empty] | Sand Fences | Sand Fences | SAF | Sand Fences
[7 empty] | SFL | Shallow Flood Lateral | SFL | Sprinkler Shallow Flood
[7 empty] | SFLS | Shallow Flood Lateral with shoulder | SFLS | Sprinkler Shallow Flood
[7 empty] | SFP | Shallow Flood Pond | SFP | Traditional Shallow Flood
[7 empty] | SNPL_realistic | Snowy Plover | SNPL_realistic | Habitat DCM
[7 empty] | SNPL_with gravel | Snowy Plover w/ Gravel | SNPL_with gravel | Habitat DCM
[7 empty] | Tillage | Tillage | TL | Tillage with BACM Backup
[7 empty] | Till-Brine | Till-Brine | TB | Tillage with BACM Backup
[7 empty] | Veg 08 | Managed Vegetation (2008) | MV | Managed Vegetation Farm
[7 empty] | Veg 11 | Managed Vegetation (2011) | MVN | Managed Vegetation Phase 7a, 9 and 10